## Bills Of Quantities
Page | Item | Description | Uom | Quantity | Rate | Amount | Total | x | Formatted Qty | x | Abstract RecID | x | Lcode | x | x | x | x | x | x | x | x | x | x | x | x | Package | Section | Bill | Trade | Type | ABUm | PayRef
|  | SECTION NO. 1 : PRELIMINARIES | [23 empty] | 1 | 0 | 1 | -2 | H
NOTE: the column headings a - z must be present for the importer.
These contain an X which is set forecolor = white
|  | BILL NO.1 : PRELIMINARIES | [23 empty] | 1 | 0 | 1 | -2 | H
2 |  | BUILDING AGREEMENT AND PRELIMINARIES | [8 empty] | 1303 |  | 1010 | [12 empty] | 1 | 0 | 1 | -2 | H | 0
2 |  | The JBCC Principal Building Agreement (Edition 6.2 - May 2018) prepared by the Joint Building Contracts Committee shall be the applicable building agreement, amended as hereinafter described | [8 empty] | 1306 |  | 1030 | [12 empty] | 1 | 0 | 1 | -2 | C | 0
2 |  | The JBCC Principal Building Agreement contract data form an integral part of this agreement | [8 empty] | 1307 |  | 1040 | [12 empty] | 1 | 0 | 1 | -2 | C | 0
2 |  | The JBCC General Preliminaries (May 2018) published by the Joint Building Contracts Committee for use with the JBCC Principal Building Agreement (Edition 6.2 - May 2018) shall be deemed to be incorporated in these bills of quantities, amended as hereinafter described | [8 empty] | 1308 |  | 1060 | [12 empty] | 1 | 0 | 1 | -2 | C | 0
2 |  | The contractor is deemed to have referred to the abovementioned documents for the full intent and meaning of each clause | [8 empty] | 1309 |  | 1070 | [12 empty] | 1 | 0 | 1 | -2 | C | 0
2 |  | The clauses in the abovementioned documents are hereinafter referred to by clause number and heading only | [8 empty] | 1310 |  | 1080 | [12 empty] | 1 | 0 | 1 | -2 | C | 0
2 |  | Where any item is not relevant to this agreement such item is marked N/A signifying 'not applicable' | [8 empty] | 1311 |  | 1090 | [12 empty] | 1 | 0 | 1 | -2 | C | 0
2 |  | Where standard clauses or alternatives are not entirely applicable to this agreement such amendments, modifications, corrections or supplements as will apply are given under each relevant clause heading and such amendments, modifications, corrections or supplements shall take precedence notwithstanding anything to the contrary contained in the abovementioned documents | [8 empty] | 1312 |  | 1100 | [12 empty] | 1 | 0 | 1 | -2 | C | 0
2 |  | PREAMBLES FOR TRADES | [8 empty] | 1313 |  | 1110 | [12 empty] | 1 | 0 | 1 | -2 | H | 0
2 |  | The General Preambles for Trades 2017 published by the Association of South African Quantity Surveyors shall be deemed to be incorporated in these bills of quantities and no claims arising from brevity of description of items fully described in the said General Preambles will be entertained | [8 empty] | 1317 |  | 1160 | [12 empty] | 1 | 0 | 1 | -2 | C | 0
2 |  | Supplementary preambles and/or specifications are incorporated in these bills of quantities to satisfy the requirements of this project. Such supplementary preambles and/or specifications shall take precedence over the provisions of the General Preambles | [8 empty] | 1318 |  | 1170 | [12 empty] | 1 | 0 | 1 | -2 | C | 0
2 |  | The contractor's prices for all items throughout these bills of quantities shall take account of and include where applicable for all of the obligations, requirements and specifications given in the General Preambles and in any supplementary preambles and/or specifications | [8 empty] | 1319 |  | 1180 | [12 empty] | 1 | 0 | 1 | -2 | C | 0
2 |  | STRUCTURE OF THIS PRELIMINARIES BILL | [8 empty] | 1320 |  | 1190 | [12 empty] | 1 | 0 | 1 | -2 | H | 0
2 |  | Section A: | [8 empty] | 1442 |  | 1200 | [12 empty] | 1 | 0 | 1 | -2 | C | 0
|  | A recital of the headings of the individual clauses in the aforementioned JBCC Principal Building Agreement | [8 empty] | 1442 |  | 1200 | [12 empty] | 1 | 0 | 1 | -2 | C | 0
2 |  | Section B: | [8 empty] | 1443 |  | 1210 | [12 empty] | 1 | 0 | 1 | -2 | C | 0
|  | A recital of the headings of the individual clauses in the aforementioned JBCC General Preliminaries | [8 empty] | 1443 |  | 1210 | [12 empty] | 1 | 0 | 1 | -2 | C | 0
3 |  | Section C: | [8 empty] | 1444 |  | 1220 | [12 empty] | 1 | 0 | 1 | -2 | C | 0
|  | Any special clauses to meet the particular circumstances of the project | [8 empty] | 1444 |  | 1220 | [12 empty] | 1 | 0 | 1 | -2 | C | 0
3 |  | PRICING OF PRELIMINARIES | [8 empty] | 1324 |  | 1230 | [12 empty] | 1 | 0 | 1 | -2 | H | 0
3 |  | Should the contractor select Option A in the contract data for the adjustment of preliminaries, the amounts entered against the relevant items in these preliminaries are to be divided into one or more of the three categories provided namely fixed (F), value related (V) and time related (T) | [8 empty] | 1325 |  | 1240 | [12 empty] | 1 | 0 | 1 | -2 | C | 0
3 |  | SECTION A: PRINCIPAL BUILDING AGREEMENT | [8 empty] | 1326 |  | 1250 | [12 empty] | 1 | 0 | 1 | -2 | H | 0
3 |  | Interpretation (A1-A7) | [8 empty] | 1327 |  | 1260 | [12 empty] | 1 | 0 | 1 | -2 | S | 0
3 | 1 | Clause 1.0 - Definitions and interpretation | [8 empty] | 1461 |  | 1270 | [12 empty] | 1 | 0 | 1 | -2 | I | I
|  | Bills of quantities | [8 empty] | 1461 |  | 1270 | [12 empty] | 1 | 0 | 1 | -2 | I | I
|  | The Bill of Quantities have been drawn up in accordance with the Standard System of Measuring Building Work as amended published and issued by the Association of South African Quantity Surveyors - Seventh Edition, 2015 | [8 empty] | 1461 |  | 1270 | [12 empty] | 1 | 0 | 1 | -2 | I | I
|  | Pricing of bills of quantities | [8 empty] | 1461 |  | 1270 | [12 empty] | 1 | 0 | 1 | -2 | I | I
|  | The contractor is to allow opposite each item for all costs in connection therewith. All prices to include, unless otherwise stated, for all materials, fabrication, conveyance and delivery, unloading, storing, unpacking, hoisting, labour, setting, fitting and fixing in position, cutting and waste (except where to be measured in accordance with the standard system of measurement), patterns, models and templates, plant, temporary works, returning of packaging, duties, taxes (other than Value Added Tax), imposts, establishment charges, overheads, profit and all other obligations arising out of this agreement. Value Added Tax (VAT) is to be separately stated on the summary page of these bills of quantities | [8 empty] | 1461 |  | 1270 | [12 empty] | 1 | 0 | 1 | -2 | I | I
|  | Items left unpriced will be deemed to be covered in prices against other items throughout these bills of quantities and no claim for any extras arising out of the contractor's omission to price any item will be entertained | [8 empty] | 1461 |  | 1270 | [12 empty] | 1 | 0 | 1 | -2 | I | I
|  | Prices for all construction equipment, temporary works, services and other items shall include for the supply, maintenance, operating cost and subsequent removal and making good as necessary | [8 empty] | 1461 |  | 1270 | [12 empty] | 1 | 0 | 1 | -2 | I | I
|  | Abbreviated descriptions | [8 empty] | 1461 |  | 1270 | [12 empty] | 1 | 0 | 1 | -2 | I | I
|  | The items in these bills of quantities utilise abbreviated descriptions. It is the intention that the abbreviated descriptions be fully described when read with the applicable measuring system and the relevant preambles and/or specifications. However, should the full intent and meaning of any description not be clear, the contractor shall, before submission of his tender, call for a written directive from the principal agent, failing which it shall be assumed that the contractor has allowed in his pricing for materials and workmanship in terms of international best practice | [8 empty] | 1461 |  | 1270 | [12 empty] | 1 | 0 | 1 | -2 | I | I
|  | Legal status of contractor | [8 empty] | 1461 |  | 1270 | [12 empty] | 1 | 0 | 1 | -2 | I | I
|  | If the contractor constitutes a joint venture, consortium or other unincorporated grouping of two or more persons then: | [8 empty] | 1461 |  | 1270 | [12 empty] | 1 | 0 | 1 | -2 | I | I
|  | 1. These persons are deemed to be jointly and severally liable to the employer for the performance of this agreement | [8 empty] | 1461 |  | 1270 | [12 empty] | 1 | 0 | 1 | -2 | I | I
|  | 2. These persons shall notify the employer of their leader who has assigned authority to bind the contractor and each of these persons | [8 empty] | 1461 |  | 1270 | [12 empty] | 1 | 0 | 1 | -2 | I | I
|  | 3. The contractor shall not alter its composition or legal status without the prior written consent of the employer | Item | 1 |  | 0 |  |  | 1 |  | 1461 |  | 1270 | [12 empty] | 1 | 0 | 1 | -2 | I | I
4 | 2 | Clause 2.0 - Law, regulations and notices | [8 empty] | 1447 |  | 1280 | [12 empty] | 1 | 0 | 1 | -2 | I | I
|  | Law applicable to the works: Republic of South Africa | Item | 1 |  | 0 |  |  | 1 |  | 1447 |  | 1280 | [12 empty] | 1 | 0 | 1 | -2 | I | I
4 | 3 | Clause 3.0 - Offer and acceptance | [8 empty] | 1448 |  | 1290 | [12 empty] | 1 | 0 | 1 | -2 | I | I
|  | Currency applicable to this agreement: ZAR | Item | 1 |  | 0 |  |  | 1 |  | 1448 |  | 1290 | [12 empty] | 1 | 0 | 1 | -2 | I | I
4 | 4 | Clause 4.0 - Cession and assignment | Item | 1 |  | 0 |  |  | 1 |  | 1331 |  | 1300 | [12 empty] | 1 | 0 | 1 | -2 | I | I
4 | 5 | Clause 5.0 - Documents | [8 empty] | 1450 |  | 1310 | [12 empty] | 1 | 0 | 1 | -2 | I | I
|  | The original signed agreement is to be held by the ELIDZ | [8 empty] | 1450 |  | 1310 | [12 empty] | 1 | 0 | 1 | -2 | I | I
|  | The number of copies of construction information to be issued to the contractor at no cost: 3 | [8 empty] | 1450 |  | 1310 | [12 empty] | 1 | 0 | 1 | -2 | I | I
|  | Documents comprising the agreement: | [8 empty] | 1450 |  | 1310 | [12 empty] | 1 | 0 | 1 | -2 | I | I
|  | The JBCC® Principal Building Agreement, Edition 6.2 May 2018 | [8 empty] | 1450 |  | 1310 | [12 empty] | 1 | 0 | 1 | -2 | I | I
|  | The JBCC® General Preliminaries for use with the JBCC® Principal Building Agreement, Edition 6.2 May 2018 | [8 empty] | 1450 |  | 1310 | [12 empty] | 1 | 0 | 1 | -2 | I | I
|  | Contract drawings | [8 empty] | 1450 |  | 1310 | [12 empty] | 1 | 0 | 1 | -2 | I | I
|  | Bills of Quantities (balanced) | Item | 1 |  | 0 |  |  | 1 |  | 1450 |  | 1310 | [12 empty] | 1 | 0 | 1 | -2 | I | I
4 | 6 | Clause 6.0 - Employer's agents | [8 empty] | 1452 |  | 1320 | [12 empty] | 1 | 0 | 1 | -2 | I | I
|  | The authority of the principal agent to issue contract instructions [17.1] and perform duties for specific aspects of the works is delegated to agents as follows [6.2] | [8 empty] | 1452 |  | 1320 | [12 empty] | 1 | 0 | 1 | -2 | I | I
|  | Principal Agent and delegated authority | [8 empty] | 1452 |  | 1320 | [12 empty] | 1 | 0 | 1 | -2 | I | I
|  | Principal agent's and agents interest of involvement in the works other than a prefessional interest | [8 empty] | 1452 |  | 1320 | [12 empty] | 1 | 0 | 1 | -2 | I | I
|  | N/A | Item | 1 |  | 0 |  |  | 1 |  | 1452 |  | 1320 | [12 empty] | 1 | 0 | 1 | -2 | I | I
4 | 7 | Clause 7.0 - Design responsibility | Item | 1 |  | 0 |  |  | 1 |  | 1334 |  | 1330 | [12 empty] | 1 | 0 | 1 | -2 | I | I
5 |  | Insurances and securities (A8-A11) | [8 empty] | 1335 |  | 1340 | [12 empty] | 1 | 0 | 1 | -2 | S | 0
5 | 8 | Clause 8.0 - Works risk | Item | 1 |  | 0 |  |  | 1 |  | 1336 |  | 1350 | [12 empty] | 1 | 0 | 1 | -2 | I | I
5 | 9 | Clause 9.0 - Indemnities | Item | 1 |  | 0 |  |  | 1 |  | 1337 |  | 1360 | [12 empty] | 1 | 0 | 1 | -2 | I | I
5 | 10 | Clause 10.0 - Insurances | Item | 1 |  | 0 |  |  | 1 |  | 1338 |  | 1370 | [12 empty] | 1 | 0 | 1 | -2 | I | I
5 | 11 | Clause 11.0 - Securities | [8 empty] | 1453 |  | 1380 | [12 empty] | 1 | 0 | 1 | -2 | I | I
|  | Waiver of lien | [8 empty] | 1453 |  | 1380 | [12 empty] | 1 | 0 | 1 | -2 | I | I
|  | It is expected of the contractor to waive his lien in terms of clause 11.10 | [8 empty] | 1453 |  | 1380 | [12 empty] | 1 | 0 | 1 | -2 | I | I
|  | Extension of waiver of lien | [8 empty] | 1453 |  | 1380 | [12 empty] | 1 | 0 | 1 | -2 | I | I
|  | The contractor shall ensure that a waiver of lien is included in all subcontracts and that the works executed on the site are kept free of all liens and other encumbrances at all times [11.10] | Item | 1 |  | 0 |  |  | 1 |  | 1453 |  | 1380 | [12 empty] | 1 | 0 | 1 | -2 | I | I
5 |  | Execution (A12 - A17) } | [8 empty] | 1340 |  | 1390 | [12 empty] | 1 | 0 | 1 | -2 | S | 0
5 | 12 | Clause 12.0 - Obligations of the parties | [8 empty] | 1454 |  | 1400 | [12 empty] | 1 | 0 | 1 | -2 | I | I
|  | Office accommodation | [8 empty] | 1454 |  | 1400 | [12 empty] | 1 | 0 | 1 | -2 | I | I
|  | The contractor shall provide, maintain and remove on practical completion air conditioned office accommodation with suitable tables and chairs for meetings to be held on the site. Such offices shall be kept clean and fit for use at all times [12.2.18] | [8 empty] | 1454 |  | 1400 | [12 empty] | 1 | 0 | 1 | -2 | I | I
|  | Notice board | [8 empty] | 1454 |  | 1400 | [12 empty] | 1 | 0 | 1 | -2 | I | I
|  | The contractor shall erect in a position approved by the principal agent, maintain and remove on practical completion a notice board recommended by the South African Institute of Architects and as approved by the principal agent listing the names and logos of the employer, the contractor and the professional consultants. No subcontractor or supplier notice boards may be erected unless permission is granted by the principal agent for such notice boards to be erected [12.2.18] | [8 empty] | 1454 |  | 1400 | [12 empty] | 1 | 0 | 1 | -2 | I | I
|  | Statutory and other notices | [8 empty] | 1454 |  | 1400 | [12 empty] | 1 | 0 | 1 | -2 | I | I
|  | The contractor shall submit and/or comply with all statutory and other notices that may be required by any local or other authority in order not to cause any delay to the commencement of the works by the contractor. The contractor shall pay all deposits or fees in this regard. | [8 empty] | 1454 |  | 1400 | [12 empty] | 1 | 0 | 1 | -2 | I | I
|  | It is, however, specifically recorded that the employer shall be responsible for the timeous approval of building plans by any local or other authorities and the payment of any fees or charges related thereto | Item | 1 |  | 0 |  |  | 1 |  | 1454 |  | 1400 | [12 empty] | 1 | 0 | 1 | -2 | I | I
5 | 13 | Clause 13.0 - Setting out | Item | 1 |  | 0 |  |  | 1 |  | 1342 |  | 1410 | [12 empty] | 1 | 0 | 1 | -2 | I | I
6 | 14 | Clause 14.0 - Nominated subcontractors | Item | 1 |  | 0 |  |  | 1 |  | 1343 |  | 1420 | [12 empty] | 1 | 0 | 1 | -2 | I | I
6 | 15 | Clause 15.0 - Selected subcontractors | [8 empty] | 1455 |  | 1430 | [12 empty] | 1 | 0 | 1 | -2 | I | I
|  | As listed in the Contract Data | Item | 1 |  | 0 |  |  | 1 |  | 1455 |  | 1430 | [12 empty] | 1 | 0 | 1 | -2 | I | I
6 | 16 | Clause 16.0 - Direct contractors | [8 empty] | 1456 |  | 1440 | [12 empty] | 1 | 0 | 1 | -2 | I | I
|  | Attendance on direct contractors | [8 empty] | 1456 |  | 1440 | [12 empty] | 1 | 0 | 1 | -2 | I | I
|  | In respect of direct contractors the contractor shall: | [8 empty] | 1456 |  | 1440 | [12 empty] | 1 | 0 | 1 | -2 | I | I
|  | 1. Designate an area for the direct contractor to establish a temporary office and workshop and storage of equipment and materials | [8 empty] | 1456 |  | 1440 | [12 empty] | 1 | 0 | 1 | -2 | I | I
|  | 2. Allow the user of personnel welfare facilities, where provided | [8 empty] | 1456 |  | 1440 | [12 empty] | 1 | 0 | 1 | -2 | I | I
|  | 3. Provide water, lighting and single phase electric power to a position within 50m of the place where the direct contract work is to be carried out, other than fuel or power for commissioning of any installation | [8 empty] | 1456 |  | 1440 | [12 empty] | 1 | 0 | 1 | -2 | I | I
|  | 4. Permit the direct contractor to use erected scaffolding, hoisting facilities, etc provided by the contractor, in common with others having the like right, while it remains erected on the site [16.1] | Item | 1 |  | 0 |  |  | 1 |  | 1456 |  | 1440 | [12 empty] | 1 | 0 | 1 | -2 | I | I
6 | 17 | Clause 17.0 - Contract instructions | [8 empty] | 1457 |  | 1450 | [12 empty] | 1 | 0 | 1 | -2 | I | I
|  | Site instructions | [8 empty] | 1457 |  | 1450 | [12 empty] | 1 | 0 | 1 | -2 | I | I
|  | Instructions issued on site are to be recorded in a site instruction book which is to be supplied and maintained on site by the contractor | Item | 1 |  | 0 |  |  | 1 |  | 1457 |  | 1450 | [12 empty] | 1 | 0 | 1 | -2 | I | I
6 |  | Completion (A18 - A24) } | [8 empty] | 1347 |  | 1460 | [12 empty] | 1 | 0 | 1 | -2 | S | 0
6 | 18 | Clause 18.0 - Interim completion | Item | 1 |  | 0 |  |  | 1 |  | 1348 |  | 1470 | [12 empty] | 1 | 0 | 1 | -2 | I | I
6 | 19 | Clause 19.0 - Practical completion | Item | 1 |  | 0 |  |  | 1 |  | 1349 |  | 1480 | [12 empty] | 1 | 0 | 1 | -2 | I | I
6 | 20 | Clause 20.0 - Completion in sections | Item | 1 |  | 0 |  |  | 1 |  | 1350 |  | 1490 | [12 empty] | 1 | 0 | 1 | -2 | I | I
6 | 21 | Clause 21.0 - Defects liability period and final completion | Item | 1 |  | 0 |  |  | 1 |  | 1351 |  | 1500 | [12 empty] | 1 | 0 | 1 | -2 | I | I
6 | 22 | Clause 22.0 - Latent defects liability period | Item | 1 |  | 0 |  |  | 1 |  | 1352 |  | 1510 | [12 empty] | 1 | 0 | 1 | -2 | I | I
6 | 23 | Clause 23.0 - Revision of the date for practical completion | [8 empty] | 1353 |  | 1520 | [12 empty] | 1 | 0 | 1 | -2 | I | I
|  | Substitution of materials and goods | [8 empty] | 1353 |  | 1520 | [12 empty] | 1 | 0 | 1 | -2 | I | I
|  | The removal or substitution of any materials and goods which do not conform to the specification or the contract drawings shall not constitute grounds for the extension of the construction period nor for the adjustment of the contract value [17.1.8; 23.1 & 2] | Item | 1 |  | 0 |  |  | 1 |  | 1353 |  | 1520 | [12 empty] | 1 | 0 | 1 | -2 | I | I
7 | 24 | Clause 24.0 - Penalty for late or non-completion | Item | 1 |  | 0 |  |  | 1 |  | 1354 |  | 1530 | [12 empty] | 1 | 0 | 1 | -2 | I | I
7 |  | Payment (A25 - A27) } | [8 empty] | 1355 |  | 1540 | [12 empty] | 1 | 0 | 1 | -2 | S | 0
7 | 25 | Clause 25.0 - Payment | [8 empty] | 1458 |  | 1550 | [12 empty] | 1 | 0 | 1 | -2 | I | I
|  | Prices submitted | [8 empty] | 1458 |  | 1550 | [12 empty] | 1 | 0 | 1 | -2 | I | I
|  | Where prices are submitted by the contractor or subcontractor during the progress of the works in respect of contract instructions or in regard to a claim under the terms of this agreement and notwithstanding the fact that such prices may be used in an interim payment certificate, there is to be no presumption of acceptance. Should the principal agent wish to accept any such prices prior to the issue of the certificate of final completion, it shall be in writing | [8 empty] | 1458 |  | 1550 | [12 empty] | 1 | 0 | 1 | -2 | I | I
|  | Fluctuations in costs | [8 empty] | 1458 |  | 1550 | [12 empty] | 1 | 0 | 1 | -2 | I | I
|  | All fluctuations in costs, with the exception of fluctuations in the rate of Value Added Tax, shall be for the account of the contractor | Item | 1 |  | 0 |  |  | 1 |  | 1458 |  | 1550 | [12 empty] | 1 | 0 | 1 | -2 | I | I
7 | 26 | Clause 26.0 - Adjustment of the contract value and final account | [8 empty] | 1459 |  | 1560 | [12 empty] | 1 | 0 | 1 | -2 | I | I
|  | Fluctuations in costs | [8 empty] | 1459 |  | 1560 | [12 empty] | 1 | 0 | 1 | -2 | I | I
|  | All fluctuations in costs, with the exception of fluctuations in the rate of Value | [8 empty] | 1459 |  | 1560 | [12 empty] | 1 | 0 | 1 | -2 | I | I
|  | Added Tax, shall be for the account of the contractor [26.9.5] | [8 empty] | 1459 |  | 1560 | [12 empty] | 1 | 0 | 1 | -2 | I | I
|  | Cost of claims | [8 empty] | 1459 |  | 1560 | [12 empty] | 1 | 0 | 1 | -2 | I | I
|  | All costs incurred by the contractor in the preparation of claims shall be borne by the contractor. This provision shall not preclude an adjudicator or an arbitrator appointed in terms of this agreement [30.6 & 7] from making a determination on costs | [8 empty] | 1459 |  | 1560 | [12 empty] | 1 | 0 | 1 | -2 | I | I
|  | Claims from subcontractors | [8 empty] | 1459 |  | 1560 | [12 empty] | 1 | 0 | 1 | -2 | I | I
|  | The contractor shall review, assess and adjudicate any claims received by him from any subcontractor and thereafter submit same to the principal agent with a recommendation in order to assist the principal agent in adjudicating the claim [26.6] | Item | 1 |  | 0 |  |  | 1 |  | 1459 |  | 1560 | [12 empty] | 1 | 0 | 1 | -2 | I | I
7 | 27 | Clause 27.0 - Recovery of expense and/or loss | Item | 1 |  | 0 |  |  | 1 |  | 1358 |  | 1570 | [12 empty] | 1 | 0 | 1 | -2 | I | I
7 |  | Suspension and termination (A28 - A29) | [8 empty] | 1359 |  | 1580 | [12 empty] | 1 | 0 | 1 | -2 | S | 0
7 | 28 | Clause 28.0 - Suspension by the contractor | Item | 1 |  | 0 |  |  | 1 |  | 1360 |  | 1590 | [12 empty] | 1 | 0 | 1 | -2 | I | I
8 | 29 | Clause 29.0 - Termination | Item | 1 |  | 0 |  |  | 1 |  | 1361 |  | 1600 | [12 empty] | 1 | 0 | 1 | -2 | I | I
8 |  | Dispute resolution (A30) | [8 empty] | 1362 |  | 1610 | [12 empty] | 1 | 0 | 1 | -2 | S | 0
8 | 30 | Clause 30.0 - Dispute resolution | [8 empty] | 1460 |  | 1620 | [12 empty] | 1 | 0 | 1 | -2 | I | I
|  | Agreement | [8 empty] | 1460 |  | 1620 | [12 empty] | 1 | 0 | 1 | -2 | I | I
|  | The required information of the parties and the amount of the contract sum shall be inserted in the agreement for signature of the agreement by the parties | [8 empty] | 1460 |  | 1620 | [12 empty] | 1 | 0 | 1 | -2 | I | I
|  | Tenderer's selection | [8 empty] | 1460 |  | 1620 | [12 empty] | 1 | 0 | 1 | -2 | I | I
|  | Before submission of his tender the contractor is to complete the tenderer's selections in the contract data | Item | 1 |  | 0 |  |  | 1 |  | 1460 |  | 1620 | [12 empty] | 1 | 0 | 1 | -2 | I | I
8 |  | SECTION B: GENERAL PRELIMINARIES | [8 empty] | 1364 |  | 1630 | [12 empty] | 1 | 0 | 1 | -2 | H | 0
8 |  | Amendments, modifications, corrections or supplements to the General Preliminaries in Section B are recorded in the contract data | [8 empty] | 1365 |  | 1640 | [12 empty] | 1 | 0 | 1 | -2 | C | 0
8 |  | Definitions and interpretation (B1) | [8 empty] | 1366 |  | 1650 | [12 empty] | 1 | 0 | 1 | -2 | S | 0
8 | 31 | Clause 1.1 - Definitions | Item | 1 |  | 0 |  |  | 1 |  | 1367 |  | 1660 | [12 empty] | 1 | 0 | 1 | -2 | I | I
8 | 32 | Clause 1.2 - Interpretation | Item | 1 |  | 0 |  |  | 1 |  | 1368 |  | 1670 | [12 empty] | 1 | 0 | 1 | -2 | I | I
8 |  | Documents (B2) | [8 empty] | 1369 |  | 1680 | [12 empty] | 1 | 0 | 1 | -2 | S | 0
8 | 33 | Clause 2.1 - Checking of documents | Item | 1 |  | 0 |  |  | 1 |  | 1370 |  | 1690 | [12 empty] | 1 | 0 | 1 | -2 | I | I
8 | 34 | Clause 2.2 - Provisional bills of quantities | Item | 1 |  | 0 |  |  | 1 |  | 1462 |  | 1700 | [12 empty] | 1 | 0 | 1 | -2 | I | I
8 | 35 | Clause 2.3 - Availability of construction information | Item | 1 |  | 0 |  |  | 1 |  | 1372 |  | 1710 | [12 empty] | 1 | 0 | 1 | -2 | I | I
8 | 36 | Clause 2.4 - Ordering of materials and goods | Item | 1 |  | 0 |  |  | 1 |  | 1373 |  | 1720 | [12 empty] | 1 | 0 | 1 | -2 | I | I
8 |  | Previous work and adjoining properties (B3) | [8 empty] | 1374 |  | 1730 | [12 empty] | 1 | 0 | 1 | -2 | S | 0
8 | 37 | Clause 3.1 - Previous work - dimensional accuracy | Item | 1 |  | 0 |  |  | 1 |  | 1375 |  | 1740 | [12 empty] | 1 | 0 | 1 | -2 | I | I
8 | 38 | Clause 3.2 - Previous work - defects | Item | 1 |  | 0 |  |  | 1 |  | 1376 |  | 1750 | [12 empty] | 1 | 0 | 1 | -2 | I | I
8 | 39 | Clause 3.3 - Inspection of adjoining properties | Item | 1 |  | 0 |  |  | 1 |  | 1377 |  | 1760 | [12 empty] | 1 | 0 | 1 | -2 | I | I
8 |  | The site (B4) | [8 empty] | 1378 |  | 1770 | [12 empty] | 1 | 0 | 1 | -2 | S | 0
8 | 40 | Clause 4.1 - Handover of site in stages | Item | 1 |  | 0 |  |  | 1 |  | 1379 |  | 1780 | [12 empty] | 1 | 0 | 1 | -2 | I | I
9 | 41 | Clause 4.2 - Enclosure of the works | Item | 1 |  | 0 |  |  | 1 |  | 1463 |  | 1790 | [12 empty] | 1 | 0 | 1 | -2 | I | I
9 | 42 | Clause 4.3 - Geotechnical and other investigations | Item | 1 |  | 0 |  |  | 1 |  | 1381 |  | 1800 | [12 empty] | 1 | 0 | 1 | -2 | I | I
9 | 43 | Clause 4.4 - Encroachments | Item | 1 |  | 0 |  |  | 1 |  | 1382 |  | 1810 | [12 empty] | 1 | 0 | 1 | -2 | I | I
9 | 44 | Clause 4.5 - Existing premises occupied | Item | 1 |  | 0 |  |  | 1 |  | 1383 |  | 1820 | [12 empty] | 1 | 0 | 1 | -2 | I | I
9 | 45 | Clause 4.6 - Services - known | Item | 1 |  | 0 |  |  | 1 |  | 1384 |  | 1830 | [12 empty] | 1 | 0 | 1 | -2 | I | I
9 |  | Management of contract (B5) | [8 empty] | 1385 |  | 1840 | [12 empty] | 1 | 0 | 1 | -2 | S | 0
9 | 46 | Clause 5.1 - Management of the works | Item | 1 |  | 0 |  |  | 1 |  | 1386 |  | 1850 | [12 empty] | 1 | 0 | 1 | -2 | I | I
9 | 47 | Clause 5.2 - Progress meetings | Item | 1 |  | 0 |  |  | 1 |  | 1387 |  | 1860 | [12 empty] | 1 | 0 | 1 | -2 | I | I
9 | 48 | Clause 5.3 - Technical meetings | Item | 1 |  | 0 |  |  | 1 |  | 1388 |  | 1870 | [12 empty] | 1 | 0 | 1 | -2 | I | I
9 |  | Samples, shop drawings and manufacturer's instructions (B6) | [8 empty] | 1389 |  | 1880 | [12 empty] | 1 | 0 | 1 | -2 | S | 0
9 | 49 | Clause 6.1 - Samples of materials | Item | 1 |  | 0 |  |  | 1 |  | 1390 |  | 1890 | [12 empty] | 1 | 0 | 1 | -2 | I | I
9 | 50 | Clause 6.2 - Workmanship samples | Item | 1 |  | 0 |  |  | 1 |  | 1391 |  | 1900 | [12 empty] | 1 | 0 | 1 | -2 | I | I
9 | 51 | Clause 6.3 - Shop drawings | Item | 1 |  | 0 |  |  | 1 |  | 1392 |  | 1910 | [12 empty] | 1 | 0 | 1 | -2 | I | I
9 | 52 | Clause 6.4 - Compliance with manufacturer's instructions | Item | 1 |  | 0 |  |  | 1 |  | 1393 |  | 1920 | [12 empty] | 1 | 0 | 1 | -2 | I | I
9 |  | Deposits and fees (B7) | [8 empty] | 1394 |  | 1930 | [12 empty] | 1 | 0 | 1 | -2 | S | 0
9 | 53 | Clause 7.1 - Deposits and fees | Item | 1 |  | 0 |  |  | 1 |  | 1395 |  | 1940 | [12 empty] | 1 | 0 | 1 | -2 | I | I
9 |  | Temporary services (B8) | [8 empty] | 1396 |  | 1950 | [12 empty] | 1 | 0 | 1 | -2 | S | 0
9 | 54 | Clause 8.1 - Water | Item | 1 |  | 0 |  |  | 1 |  | 1397 |  | 1960 | [12 empty] | 1 | 0 | 1 | -2 | I | I
9 | 55 | Clause 8.2 - Electricity | Item | 1 |  | 0 |  |  | 1 |  | 1398 |  | 1970 | [12 empty] | 1 | 0 | 1 | -2 | I | I
9 | 56 | Clause 8.3 - Ablution and welfare facilities | Item | 1 |  | 0 |  |  | 1 |  | 1399 |  | 1980 | [12 empty] | 1 | 0 | 1 | -2 | I | I
9 | 57 | Clause 8.4 - Communication facilities | Item | 1 |  | 0 |  |  | 1 |  | 1400 |  | 1990 | [12 empty] | 1 | 0 | 1 | -2 | I | I
10 |  | Prime cost amounts (B9) | [8 empty] | 1401 |  | 2000 | [12 empty] | 1 | 0 | 1 | -2 | S | 0
10 | 58 | Clause 9.1 - Responsibility for prime cost amounts | Item | 1 |  | 0 |  |  | 1 |  | 1464 |  | 2010 | [12 empty] | 1 | 0 | 1 | -2 | I | I
10 |  | Attendance on subcontractors (B10) | [8 empty] | 1403 |  | 2020 | [12 empty] | 1 | 0 | 1 | -2 | S | 0
10 | 59 | Clause 10.1 - General attendance | Item | 1 |  | 0 |  |  | 1 |  | 1465 |  | 2030 | [12 empty] | 1 | 0 | 1 | -2 | I | I
10 | 60 | Clause 10.2 - Special attendance | Item | 1 |  | 0 |  |  | 1 |  | 1466 |  | 2040 | [12 empty] | 1 | 0 | 1 | -2 | I | I
10 |  | General (B11) | [8 empty] | 1406 |  | 2050 | [12 empty] | 1 | 0 | 1 | -2 | S | 0
10 | 61 | Clause 11.1 - Protection of the works | Item | 1 |  | 0 |  |  | 1 |  | 1407 |  | 2060 | [12 empty] | 1 | 0 | 1 | -2 | I | I
10 | 62 | Clause 11.2 - Protection/isolation of existing works and works occupied in sections | Item | 1 |  | 0 |  |  | 1 |  | 1408 |  | 2070 | [12 empty] | 1 | 0 | 1 | -2 | I | I
10 | 63 | Clause 11.3 - Security of the works | Item | 1 |  | 0 |  |  | 1 |  | 1409 |  | 2080 | [12 empty] | 1 | 0 | 1 | -2 | I | I
10 | 64 | Clause 11.4 - Notice before covering work | Item | 1 |  | 0 |  |  | 1 |  | 1410 |  | 2090 | [12 empty] | 1 | 0 | 1 | -2 | I | I
10 | 65 | Clause 11.5 - Disturbance | Item | 1 |  | 0 |  |  | 1 |  | 1467 |  | 2100 | [12 empty] | 1 | 0 | 1 | -2 | I | I
10 | 66 | Clause 11.6 - Environmental disturbance | [8 empty] | 1468 |  | 2110 | [12 empty] | 1 | 0 | 1 | -2 | I | I
|  | Controlling all forms of pollution | [8 empty] | 1468 |  | 2110 | [12 empty] | 1 | 0 | 1 | -2 | I | I
|  | The contractor shall be responsible for and take all precautions in controlling by whatever means necessary all forms of pollution emanating from the site during the construction period due inter alia to noise, artificial light, wind-blown sand, dust, deposits of mud, etc. | [8 empty] | 1468 |  | 2110 | [12 empty] | 1 | 0 | 1 | -2 | I | I
|  | The contractor is to ensure that all roads which border the site and are used by the contractor during the execution of the works are kept clean and free of any dirt or debris caused by the execution of the works | [8 empty] | 1468 |  | 2110 | [12 empty] | 1 | 0 | 1 | -2 | I | I
|  | Environmental management plan | [8 empty] | 1468 |  | 2110 | [12 empty] | 1 | 0 | 1 | -2 | I | I
|  | The employer has prepared an environmental management plan (EMP) (refer to C3.4 of Envelope A section 1 of 2 for a copy of the relevant plan). The contractor shall price opposite this item for compliance with all the requirements of such EMP | Item | 1 |  | 0 |  |  | 1 |  | 1468 |  | 2110 | [12 empty] | 1 | 0 | 1 | -2 | I | I
10 | 67 | Clause 11.7 - Works cleaning and clearing | Item | 1 |  | 0 |  |  | 1 |  | 1413 |  | 2120 | [12 empty] | 1 | 0 | 1 | -2 | I | I
10 | 68 | Clause 11.8 - Vermin | Item | 1 |  | 0 |  |  | 1 |  | 1414 |  | 2130 | [12 empty] | 1 | 0 | 1 | -2 | I | I
10 | 69 | Clause 11.9 - Overhand work | Item | 1 |  | 0 |  |  | 1 |  | 1415 |  | 2140 | [12 empty] | 1 | 0 | 1 | -2 | I | I
11 | 70 | Clause 11.10 - Tenant installations | Item | 1 |  | 0 |  |  | 1 |  | 1416 |  | 2150 | [12 empty] | 1 | 0 | 1 | -2 | I | I
11 | 71 | Clause 11.11 - Advertising | Item | 1 |  | 0 |  |  | 1 |  | 1417 |  | 2160 | [12 empty] | 1 | 0 | 1 | -2 | I | I
11 |  | SECTION C: SPECIFIC PRELIMINARIES | [8 empty] | 1419 |  | 2180 | [12 empty] | 1 | 0 | 1 | -2 | H | 0
11 |  | Specific Preliminaries | [8 empty] | 1422 |  | 2380 | [12 empty] | 1 | 0 | 1 | -2 | S | 0
11 | 72 | Warranties for materials and workmanship | [8 empty] | 1469 |  | 2200 | [12 empty] | 1 | 0 | 1 | -2 | I | I
|  | Where warranties for materials and/or workmanship are called for, the contractor shall obtain a written warranty, addressed to the employer, from the entity supplying the materials and/or executing the work and shall deliver same to the principal agent on final completion of the contract | [8 empty] | 1469 |  | 2200 | [12 empty] | 1 | 0 | 1 | -2 | I | I
|  | The warranty shall state that workmanship, materials and installation are warranted for a specific period from the date of practical completion and that any defects that may arise during the specified period shall be made good at the expense of the entity supplying the materials and/or doing the work, upon written notice | [8 empty] | 1469 |  | 2200 | [12 empty] | 1 | 0 | 1 | -2 | I | I
|  | The warranty will not be enforced if the work is damaged by defects in the execution of the works, in which case the responsibility for replacement shall rest entirely with the contractor | Item | 1 |  | 0 |  |  | 1 |  | 1469 |  | 2200 | [12 empty] | 1 | 0 | 1 | -2 | I | I
11 | 73 | Overtime | [8 empty] | 1423 |  | 2210 | [12 empty] | 1 | 0 | 1 | -2 | I | I
|  | Should overtime be required to be worked for any reason whatsoever, the cost of such overtime is to be borne by the contractor unless the principal agent has specifically authorised, prior to execution thereof, that costs for such overtime are to be borne by the employer | Item | 1 |  | 0 |  |  | 1 |  | 1423 |  | 2210 | [12 empty] | 1 | 0 | 1 | -2 | I | I
11 | 74 | Cooperation of the contractor for cost management | [8 empty] | 1424 |  | 2220 | [12 empty] | 1 | 0 | 1 | -2 | I | I
|  | It is specifically agreed that the contractor accepts the obligation of assisting the principal agent in implementing proper cost management. The contractor will be advised by the principal agent of all cost management procedures which will be implemented to ensure that the contract value does not exceed the budget | Item | 1 |  | 0 |  |  | 1 |  | 1424 |  | 2220 | [12 empty] | 1 | 0 | 1 | -2 | I | I
11 | 75 | Overloading | [8 empty] | 1425 |  | 2230 | [12 empty] | 1 | 0 | 1 | -2 | I | I
|  | The contractor shall take all necessary steps to ensure that no damage occurs due to overloading of any portion of the works or temporary works eg scaffolding, etc. The contractor shall submit details of his proposed loading, storage, plant erection, etc to the principal agent for approval prior to proceeding with such loading, storing or erecting and shall comply with and pay for the principal agent's requirements in connection with the provision of temporary support work, etc. Any damage caused to the works by overloading shall be made good by the contractor at his sole expense | Item | 1 |  | 0 |  |  | 1 |  | 1425 |  | 2230 | [12 empty] | 1 | 0 | 1 | -2 | I | I
12 | 76 | Propping of floors below | [8 empty] | 1426 |  | 2240 | [12 empty] | 1 | 0 | 1 | -2 | I | I
|  | The contractor is advised that propping of floors below may be required if he wishes to use any areas of completed suspended reinforced concrete slabs for vehicle access, storage of materials and goods and location of plant, scaffolding, etc. The location of these areas and any necessary propping shall be approved by the principal agent and the cost thereof shall be borne by the contractor | Item | 1 |  | 0 |  |  | 1 |  | 1426 |  | 2240 | [12 empty] | 1 | 0 | 1 | -2 | I | I
12 | 77 | Testing of flat roof waterproofing for watertightness | [8 empty] | 1427 |  | 2250 | [12 empty] | 1 | 0 | 1 | -2 | I | I
|  | Flat roof waterproof areas shall be flooded and kept 'ponded' for at least forty eight hours as a test to ensure the watertightness of the waterproofing and before any further construction work is carried out above the waterproofing | Item | 1 |  | 0 |  |  | 1 |  | 1427 |  | 2250 | [12 empty] | 1 | 0 | 1 | -2 | I | I
12 | 78 | Health and safety | [8 empty] | 1431 |  | 2290 | [12 empty] | 1 | 0 | 1 | -2 | I | I
|  | Without limiting the generality of the provisions of clause 2.0, the contractor's attention is drawn to the provisions of the Construction Regulations issued in terms of the Occupational Health and Safety Act, 1993 as amended. It is specifically stated that the employer shall prepare a documented health and safety specification for the works (refer to Annexure ? for a copy of the relevant specification) and that the employer shall ensure that the contractor has made provision for the cost of health and safety measures during the execution of the works. The contractor shall price opposite this item for compliance with the act and the regulations and the provisions of the aforementioned health and safety specification [2.1] | Item | 1 |  | 0 |  |  | 1 |  | 1431 |  | 2290 | [12 empty] | 1 | 0 | 1 | -2 | I | I
12 | 79 | The contractor shall | [8 empty] | 1432 |  | 2300 | [12 empty] | 1 | 0 | 1 | -2 | I | I
|  | 1. Comply with the health and safety specification for the works | [8 empty] | 1432 |  | 2300 | [12 empty] | 1 | 0 | 1 | -2 | I | I
|  | 2. Prepare and agree with the health and safety consultant the health and safety plan for the works | [8 empty] | 1432 |  | 2300 | [12 empty] | 1 | 0 | 1 | -2 | I | I
|  | 3. Cooperate with the health and safety consultant in all respects | [8 empty] | 1432 |  | 2300 | [12 empty] | 1 | 0 | 1 | -2 | I | I
|  | 4. Manage the compliance of all subcontractors with the regulations and with the health and safety plan and specification | [8 empty] | 1432 |  | 2300 | [12 empty] | 1 | 0 | 1 | -2 | I | I
|  | 5. Conform to the conditions contained in the employer's health and safety specification | Item | 1 |  | 0 |  |  | 1 |  | 1432 |  | 2300 | [12 empty] | 1 | 0 | 1 | -2 | I | I
12 | 80 | Broad based black economic empowerment (BBBEE) | [8 empty] | 1434 |  | 2320 | [12 empty] | 1 | 0 | 1 | -2 | I | I
|  | Tenders submitted will be evaluated taking into account their empowerment rating | [8 empty] | 1434 |  | 2320 | [12 empty] | 1 | 0 | 1 | -2 | I | I
|  | The employer will be monitoring the broad based black economic empowerment (BBBEE) status of the contractor throughout the execution of the works | [8 empty] | 1434 |  | 2320 | [12 empty] | 1 | 0 | 1 | -2 | I | I
|  | The contractor is to submit to the principal agent on an annual basis a schedule of spend, split into vendors engaged as subcontractors and suppliers indicating their BBBEE rating including proof of the said rating | Item | 1 |  | 0 |  |  | 1 |  | 1434 |  | 2320 | [12 empty] | 1 | 0 | 1 | -2 | I | I
13 | 81 | Advertising rights | [8 empty] | 1435 |  | 2330 | [12 empty] | 1 | 0 | 1 | -2 | I | I
|  | The may elect to contract with advertising agencies for the erection of advertising hoardings, banners, wraps or the like for the duration of the contract. The contractor shall not prevent such an arrangement and will assist in the facilitation of same. The position and type of advertising structure to be agreed with the principal agent so as not to hinder the contractor in meeting his obligations under this agreement | Item | 1 |  | 0 |  |  | 1 |  | 1435 |  | 2330 | [12 empty] | 1 | 0 | 1 | -2 | I | I
13 | 82 | Confidentiality | [8 empty] | 1436 |  | 2340 | [12 empty] | 1 | 0 | 1 | -2 | I | I
|  | The contractor undertakes to maintain in confidence any and all information regarding this project and shall obtain appropriate similar undertakings from all subcontractors and suppliers. Such information shall not be used in any way except in connection with the execution of the works | [8 empty] | 1436 |  | 2340 | [12 empty] | 1 | 0 | 1 | -2 | I | I
|  | No information regarding this project shall be published or disclosed without the prior written consent of the employer | Item | 1 |  | 0 |  |  | 1 |  | 1436 |  | 2340 | [12 empty] | 1 | 0 | 1 | -2 | I | I
13 | 83 | Media releases | [8 empty] | 1437 |  | 2350 | [12 empty] | 1 | 0 | 1 | -2 | I | I
|  | All rights of publication of articles in the media, together with any advertising relating thereto or in any way connected with this project, shall vest with the employer | [8 empty] | 1437 |  | 2350 | [12 empty] | 1 | 0 | 1 | -2 | I | I
|  | The contractor together with his subcontractors shall not, without the prior written consent of the employer, cause any statement or advertisement connected with this project to be printed, screened or aired by the media | Item | 1 |  | 0 |  |  | 1 |  | 1437 |  | 2350 | [12 empty] | 1 | 0 | 1 | -2 | I | I
13 |  | SUMMARY OF CATEGORIES | [8 empty] | 1438 |  | 2360 | [12 empty] | 1 | 0 | 1 | -2 | S | 0
13 |  | Category : Fixed R........................................ | [8 empty] | 1470 |  | 2370 | [12 empty] | 1 | 0 | 1 | -2 | C | 0
|  | Category : Value R........................................ | [8 empty] | 1470 |  | 2370 | [12 empty] | 1 | 0 | 1 | -2 | C | 0
|  | Category : Time R........................................ | [8 empty] | 1470 |  | 2370 | [12 empty] | 1 | 0 | 1 | -2 | C | 0
|  | Bill Total |  |  |  |  | 0
|  | Section Total |  |  |  |  | 0
|  | SECTION NO. 2 : BUILDING ALTERATIONS AND RENOVATIONS | [23 empty] | 1 | 1 | 1 | 3 | H
|  | BILL NO.1 : ALTERATIONS | [23 empty] | 1 | 1 | 1 | 3 | H
16 |  | The Tenderer is referred to the relevant Clause in the separate document Model Preambles for Trades (2008 Edition) as published by the Association of South African Quantity Surveyors and the Supplementary Preambles which are incorporated in these Bills of Quantities | [8 empty] | 1260 |  | 46400 | [12 empty] | 1 | 1 | 1 | 3 | C | 0
16 |  | SUPPLEMENTARY PREAMBLES | [8 empty] | 1107 |  | 0 | [12 empty] | 1 | 1 | 1 | 3 | H | 0
16 |  | Salvaged material | [8 empty] | 1108 |  | 0 | [12 empty] | 1 | 1 | 1 | 3 | S | 0
16 |  | All material obtained in the demolitions to remain the property of the Employer and the Contractor shall not be entitiled to retain same, unless by express instruction from the Principal Agent. Unwanted material and all rubble only to be taken to a suitable dumping site | [8 empty] | 1109 |  | 996 | [12 empty] | 1 | 1 | 1 | 3 | C | 0
16 |  | REMOVAL OF EXISTING WORK | [8 empty] | 1110 |  | 28100 | [12 empty] | 1 | 1 | 1 | 3 | H | 0
16 |  | Breaking up and removing reinforced concrete, including cutting off and removing reinforcement | [8 empty] | 1118 |  | 610 | [12 empty] | 1 | 1 | 1 | 3 | S | 0
16 | 1 | Columns | m³ | 2 |  | 0 |  |  | 2 |  | 1264 |  | 640 | [12 empty] | 1 | 1 | 1 | 3 | I | 3
16 | 2 | Slabs exceeding 200mm and not exceeding 300mm thick | m² | 20 |  | 0 |  |  | 20 |  | 1119 |  | 660 | [12 empty] | 1 | 1 | 1 | 3 | I | 2
16 | 3 | Slabs exceeding 300mm and not exceeding 400mm thick | m² | 10 |  | 0 |  |  | 10 |  | 1522 |  | 660 | [12 empty] | 1 | 1 | 1 | 3 | I | 2
16 |  | Breaking down and removing brickwork etc | [8 empty] | 1120 |  | 29300 | [12 empty] | 1 | 1 | 1 | 3 | S | 0
16 | 4 | Half brick internal walls (115mm) | m² | 42 |  | 0 |  |  | 42 |  | 1121 |  | 29600 | [12 empty] | 1 | 1 | 1 | 3 | I | 2
16 | 5 | One brick internal walls (230mm) | m² | 114 |  | 0 |  |  | 114 |  | 1122 |  | 29600 | [12 empty] | 1 | 1 | 1 | 3 | I | 2
16 | 6 | One brick external walls (230mm) | m² | 113 |  | 0 |  |  | 113 |  | 1520 |  | 29600 | [12 empty] | 1 | 1 | 1 | 3 | I | 2
16 | 7 | One and a half brick internal walls (345mm) | m² | 42 |  | 0 |  |  | 42 |  | 1499 |  | 29600 | [12 empty] | 1 | 1 | 1 | 3 | I | 2
16 |  | Taking out and removing doors, windows, etc. and set aside for possible re-use | [8 empty] | 1123 |  | 29800 | [12 empty] | 1 | 1 | 1 | 3 | S | 0
16 | 8 | Single semi solid or hollow core timber door, hung on steel frame | No | 4 |  | 0 |  |  | 4 |  | 1125 |  | 870 | [12 empty] | 1 | 1 | 1 | 3 | I | N
16 | 9 | Double semi solid or hollow core timber door hung on steel frame | No | 1 |  | 0 |  |  | 1 |  | 1127 |  | 870 | [12 empty] | 1 | 1 | 1 | 3 | I | N
17 |  | Taking out and removing doors, windows, etc. from brickwork to be demolished and set aside for possible re-use: | [8 empty] | 1129 |  | 29800 | [12 empty] | 1 | 1 | 1 | 3 | S | 0
17 | 10 | Single steel door frame not exceeding 2,5m², from 115mm brick wall | No | 3 |  | 0 |  |  | 3 |  | 1130 |  | 770 | [12 empty] | 1 | 1 | 1 | 3 | I | N
17 | 11 | Single steel door frame not exceeding 2,5m², from 230mm brick wall | No | 1 |  | 0 |  |  | 1 |  | 1132 |  | 770 | [12 empty] | 1 | 1 | 1 | 3 | I | N
17 | 12 | Double steel door frame exceeding 2,5m² and not exceeding 5,0m², from 230mm brick wall | No | 1 |  | 0 |  |  | 1 |  | 1131 |  | 770 | [12 empty] | 1 | 1 | 1 | 3 | I | N
17 | 13 | Glazed aluminium shopfront, overall approximate size 3,2 x 8,2m high from 230mm brick wall | No | 2 |  | 0 |  |  | 2 |  | 1270 |  | 910 | [12 empty] | 1 | 1 | 1 | 3 | I | N
17 | 14 | Glazed aluminium shopfront, overall approximate size 1,6 x 2,9m high from 230mm brick wall | No | 1 |  | 0 |  |  | 1 |  | 1489 |  | 910 | [12 empty] | 1 | 1 | 1 | 3 | I | N
17 | 15 | Glazed aluminium shopfront, overall approximate size 5,4 x 2,9m high from 230mm brick wall | No | 7 |  | 0 |  |  | 7 |  | 1480 |  | 910 | [12 empty] | 1 | 1 | 1 | 3 | I | N
17 | 16 | Glazed aluminium shopfront, overall approximate size 8,2 x 4,2m high from 230mm brick wall | No | 1 |  | 0 |  |  | 1 |  | 1482 |  | 910 | [12 empty] | 1 | 1 | 1 | 3 | I | N
17 | 17 | Glazed aluminium shopfront, overall approximate size 6,3 x 2,9m high from 230mm brick wall | No | 1 |  | 0 |  |  | 1 |  | 1490 |  | 910 | [12 empty] | 1 | 1 | 1 | 3 | I | N
17 | 18 | Glazed aluminium shopfront, overall approximate size 0,5 x 2,9m high from 230mm brick wall | No | 1 |  | 0 |  |  | 1 |  | 1491 |  | 910 | [12 empty] | 1 | 1 | 1 | 3 | I | N
17 | 19 | Glazed aluminium shopfront including 1 x single door, overall approximate size 1,6 x 4,2m high from 230mm brick wall | No | 1 |  | 0 |  |  | 1 |  | 1481 |  | 910 | [12 empty] | 1 | 1 | 1 | 3 | I | N
17 | 20 | Glazed aluminium shopfront including 1 x single door, overall approximate size 4,0 x 4,2m high from 230mm brick wall | No | 2 |  | 0 |  |  | 2 |  | 1483 |  | 910 | [12 empty] | 1 | 1 | 1 | 3 | I | N
17 | 21 | Glazed aluminium shopfront including 2 x single doors, overall approximate size 2,6 x 2,1m high from 230mm brick wall | No | 1 |  | 0 |  |  | 1 |  | 1479 |  | 910 | [12 empty] | 1 | 1 | 1 | 3 | I | N
17 | 22 | Glazed aluminium shopfront including 1 x single door, overall approximate size 3,3 x 2,9m high (3,8m high for width of door) from 230mm brick wall | No | 1 |  | 0 |  |  | 1 |  | 1487 |  | 910 | [12 empty] | 1 | 1 | 1 | 3 | I | N
17 | 23 | Glazed aluminium shopfront including 1 x single door, overall approximate size 7,2 x 2,9m high (3,8m high for width of door) from 230mm brick wall | No | 1 |  | 0 |  |  | 1 |  | 1492 |  | 910 | [12 empty] | 1 | 1 | 1 | 3 | I | N
17 | 24 | Glazed aluminium shopfront including 1 x single door, overall approximate size 2,2 x 2,9m high (3,8m high for width of door) from 230mm brick wall | No | 1 |  | 0 |  |  | 1 |  | 1488 |  | 910 | [12 empty] | 1 | 1 | 1 | 3 | I | N
18 | 25 | Glazed aluminium shopfront including 1 x double door, overall approximate size 6,3 x 2,9m high (3,8m high for width of door) from 230mm brick wall | No | 3 |  | 0 |  |  | 3 |  | 1484 |  | 910 | [12 empty] | 1 | 1 | 1 | 3 | I | N
18 | 26 | Glazed aluminium shopfront including 1 x double door, overall approximate size 5,5 x 2,9m high (3,8m high for width of door) from 230mm brick wall | No | 4 |  | 0 |  |  | 4 |  | 1486 |  | 910 | [12 empty] | 1 | 1 | 1 | 3 | I | N
18 |  | Taking out and removing doors, windows, etc, including thresholds, sills, etc (building up openings and making good finishes elsewhere) and set aside for possible re-use | [8 empty] | 1138 |  | 860 | [12 empty] | 1 | 1 | 1 | 3 | S | 0
18 | 27 | Glazed aluminium window 600 x 600 mm high from 270mm brick wall | No | 5 |  | 0 |  |  | 5 |  | 1142 |  | 910 | [12 empty] | 1 | 1 | 1 | 3 | I | N
18 | 28 | Glazed aluminium window 600 x 900 mm high from 270mm brick wall | No | 2 |  | 0 |  |  | 2 |  | 1920 |  | 910 | [12 empty] | 1 | 1 | 1 | 3 | I | N
18 | 29 | Glazed aluminium door 900 x 2100 mm high from 270mm brick wall | No | 1 |  | 0 |  |  | 1 |  | 1921 |  | 910 | [12 empty] | 1 | 1 | 1 | 3 | I | N
18 |  | Taking down and removing roofs, floors, panelling, ceilings, partitions, etc | [8 empty] | 1144 |  | 1080 | [12 empty] | 1 | 1 | 1 | 3 | S | 0
18 | 30 | Profile sheet steel roof covering fixed to steel purlins to curved roof profile (steelwork structure and purlins to remain) | m² | 948 |  | 0 |  |  | 948 |  | 1269 |  | 1090 | [12 empty] | 1 | 1 | 1 | 3 | I | 2
18 | 31 | Profile sheet steel roof covering fixed to steel purlins to sloping pitch roof (steelwork structure and purlins to remain) | m² | 26 |  | 0 |  |  | 26 |  | 1523 |  | 1090 | [12 empty] | 1 | 1 | 1 | 3 | I | 2
18 | 32 | Eaves rainwater gutter fixed with gutter brackets to structural steel or facia board | m | 110 |  | 0 |  |  | 110 |  | 1148 |  | 1160 | [12 empty] | 1 | 1 | 1 | 3 | I | 1
18 |  | Taking out and removing sundry joinery work, fittings, etc | [8 empty] | 1151 |  | 1180 | [12 empty] | 1 | 1 | 1 | 3 | S | 0
18 | 33 | Granite counter top glued on top of 230mm wall to be demolished, approximately 2830 x 600mm wide | No | 1 |  | 0 |  |  | 1 |  | 1497 |  | 1220 | [12 empty] | 1 | 1 | 1 | 3 | I | N
18 | 34 | Granite counter top glued on top of 230mm wall to be demolished, approximately 5450 x 600mm wide | No | 1 |  | 0 |  |  | 1 |  | 1498 |  | 1220 | [12 empty] | 1 | 1 | 1 | 3 | I | N
18 | 35 | Granite counter top glued on top of 230mm wall to be demolished, approximately 11400 x 600mm wide | No | 1 |  | 0 |  |  | 1 |  | 1496 |  | 1220 | [12 empty] | 1 | 1 | 1 | 3 | I | N
18 | 36 | Granite counter top fixed with 8 x steel gallow brackets rawl bolted to wall to be demolished, approximately 8600 x 600mm wide | No | 1 |  | 0 |  |  | 1 |  | 1495 |  | 1220 | [12 empty] | 1 | 1 | 1 | 3 | I | N
18 | 37 | Granite counter top fixed with 10 x steel gallow brackets rawl bolted to wall to be demolished, approximately 11400 x 600mm wide | No | 1 |  | 0 |  |  | 1 |  | 1494 |  | 1220 | [12 empty] | 1 | 1 | 1 | 3 | I | N
19 |  | Hacking up/off and removing ceramic tiles including removing mortar bed or adhesive from concrete or brickwork and preparing surfaces for new screed, plaster, tile finish, etc | [8 empty] | 1181 |  | 37000 | [12 empty] | 1 | 1 | 1 | 3 | S | 0
19 | 38 | Tiles to walls | m² | 44 |  | 0 |  |  | 44 |  | 1184 |  | 1620 | [12 empty] | 1 | 1 | 1 | 3 | I | 2
19 | 39 | Sand stone type slate tiles fixed to walls, removed with suitable care to facilitate possible re-use of tiles | m² | 30 |  | 0 |  |  | 30 |  | 1285 |  | 1620 | [12 empty] | 1 | 1 | 1 | 3 | I | 2
19 |  | Taking out and removing sundry ironmongery | [8 empty] | 1185 |  | 1390 | [12 empty] | 1 | 1 | 1 | 3 | S | 0
19 | 40 | Aluminium venetian window blind, overall size 600 x 600mm high, with sliding mechanism plugged to wall | No | 5 |  | 0 |  |  | 5 |  | 1510 |  | 1430 | [12 empty] | 1 | 1 | 1 | 3 | I | N
19 | 41 | Towel rail from wall, not exceeding 900mm long | No | 1 |  | 0 |  |  | 1 |  | 1195 |  | 1430 | [12 empty] | 1 | 1 | 1 | 3 | I | N
19 | 42 | Toilet roll holder, plugged to wall | No | 1 |  | 0 |  |  | 1 |  | 1504 |  | 1430 | [12 empty] | 1 | 1 | 1 | 3 | I | N
19 | 43 | Liquid soap dispensor, plugged to wall | No | 1 |  | 0 |  |  | 1 |  | 1508 |  | 1430 | [12 empty] | 1 | 1 | 1 | 3 | I | N
19 | 44 | Key cabinet, approximate size 400 x 540mm high, plugged to wall | No | 1 |  | 0 |  |  | 1 |  | 1511 |  | 1430 | [12 empty] | 1 | 1 | 1 | 3 | I | N
19 | 45 | White board, approximate size 2000 x 1000mm high, plugged to wall | No | 1 |  | 0 |  |  | 1 |  | 1517 |  | 1430 | [12 empty] | 1 | 1 | 1 | 3 | I | N
19 | 46 | Fire extinguisher including timber backing board, plugged to wall | No | 13 |  | 0 |  |  | 13 |  | 1518 |  | 1430 | [12 empty] | 1 | 1 | 1 | 3 | I | N
19 | 47 | Signage plate, screwed or glued to wall | No | 26 |  | 0 |  |  | 26 |  | 1519 |  | 1430 | [12 empty] | 1 | 1 | 1 | 3 | I | N
19 |  | Taking out and removing sundry metalwork | [8 empty] | 1198 |  | 1390 | [12 empty] | 1 | 1 | 1 | 3 | S | 0
19 | 48 | Single heavy duty steel safe combination door and frame from 345mm wall to be demolished, approximate size 1420 x 2140 mm high | No | 1 |  | 0 |  |  | 1 |  | 1501 |  | 1430 | [12 empty] | 1 | 1 | 1 | 3 | I | N
19 | 49 | 300mm High stainless steel dado feature rail in isolated lengths, plugged to wall | m | 20 |  | 0 |  |  | 20 |  | 1206 |  | 1430 | [12 empty] | 1 | 1 | 1 | 3 | I | 1
19 |  | Taking out and removing sanitary fittings, tanks, geysers, etc, including disconnecting from pipes, traps, etc and making good floor and wall finishes (making good tiling and paintwork elsewhere) | [8 empty] | 1505 |  | 1680 | [12 empty] | 1 | 1 | 1 | 3 | S | 0
19 | 50 | Vitreous china wash hand basin, including two taps | No | 1 |  | 0 |  |  | 1 |  | 1506 |  | 1710 | [12 empty] | 1 | 1 | 1 | 3 | I | N
19 | 51 | Vitreous china close couple WC pan with cistern | No | 1 |  | 0 |  |  | 1 |  | 1507 |  | 1720 | [12 empty] | 1 | 1 | 1 | 3 | I | N
19 | 52 | Stainless steel prep bowl, including sink mixer | No | 1 |  | 0 |  |  | 1 |  | 1513 |  | 1720 | [12 empty] | 1 | 1 | 1 | 3 | I | N
19 | 53 | Tap for washing machine point | No | 3 |  | 0 |  |  | 3 |  | 1512 |  | 1720 | [12 empty] | 1 | 1 | 1 | 3 | I | N
19 |  | Taking out/off and removing glass and mirrors | [8 empty] | 1502 |  | 1780 | [12 empty] | 1 | 1 | 1 | 3 | S | 0
19 | 54 | Mirror fixed to wall, approximate size 500 x 650mm high | No | 1 |  | 0 |  |  | 1 |  | 1503 |  | 1430 | [12 empty] | 1 | 1 | 1 | 3 | I | N
20 |  | CUTTING THROUGH FLOORS AND CEILINGS | [8 empty] | 1222 |  | 1830 | [12 empty] | 1 | 1 | 1 | 3 | H | 0
20 |  | Cutting through and removing | [8 empty] | 1223 |  | 1840 | [12 empty] | 1 | 1 | 1 | 3 | S | 0
20 | 55 | Cutting through and removing unreinforced concrete surface bed not exceeding 150mm thick, for opening exceeding 2m² and not exceeding 4m² for column bases | No | 7 |  | 0 |  |  | 7 |  | 1521 |  | 770 | [12 empty] | 1 | 1 | 1 | 3 | I | N
20 | 56 | Cutting through and removing unreinforced concrete surface bed not exceeding 150mm thick, for 600mm wide concrete wall footings | m | 77 |  | 0 |  |  | 77 |  | 1628 |  | 1850 | [12 empty] | 1 | 1 | 1 | 3 | I | 1
20 | 57 | Cutting through and removing unreinforced concrete surface bed not exceeding 150mm thick, for 750mm wide concrete wall footings | m | 84 |  | 0 |  |  | 84 |  | 1629 |  | 1850 | [12 empty] | 1 | 1 | 1 | 3 | I | 1
20 |  | OPENINGS THROUGH EXISTING WALLS ETC | [8 empty] | 1225 |  | 2300 | [12 empty] | 1 | 1 | 1 | 3 | H | 0
20 |  | Breaking out for and forming plain openings through brick walls (making good elsewhere measured) | [8 empty] | 1226 |  | 2330 | [12 empty] | 1 | 1 | 1 | 3 | S | 0
20 | 58 | Openings through half brick wall for new doors, windows, etc | m² | 6 |  | 0 |  |  | 6 |  | 1685 |  | 2340 | [12 empty] | 1 | 1 | 1 | 3 | I | 2
20 | 59 | Openings through one brick wall for new doors, windows, etc | m² | 13 |  | 0 |  |  | 13 |  | 1227 |  | 2340 | [12 empty] | 1 | 1 | 1 | 3 | I | 2
20 | 60 | Openings through 270mm cavity brick wall for new doors, windows, etc | m² | 12 |  | 0 |  |  | 12 |  | 1635 |  | 2340 | [12 empty] | 1 | 1 | 1 | 3 | I | 2
20 |  | PREPARATORY WORK TO EXISTING SURFACES | [8 empty] | 1228 |  | 2020 | [12 empty] | 1 | 1 | 1 | 3 | H | 0
20 |  | Toothing into existing brickwork | [8 empty] | 1472 |  | 2020 | [12 empty] | 1 | 1 | 1 | 3 | S | 0
20 | 61 | Form toothing key for new concrete slab into existing brick wall by removing two bricks in a row, three courses high (six bricks per 880mm length) from inside skin of existing brick wall | m | 136 |  | 0 |  |  | 136 |  | 1473 |  | 2070 | [12 empty] | 1 | 1 | 1 | 3 | I | 1
20 |  | Existing brickwork | [8 empty] | 1229 |  | 2020 | [12 empty] | 1 | 1 | 1 | 3 | S | 0
20 | 62 | Hack off existing cement plaster in isolated panels from brick walls and prepare for new (provisional) | m² | 125 |  | 0 |  |  | 125 |  | 1230 |  | 2060 | [12 empty] | 1 | 1 | 1 | 3 | I | 2
20 | 63 | 3:1 Sand / cement slurry, applied to a smooth thickness of 2-3mm thick, to walls to receive plaster finish | m² | 125 |  | 0 |  |  | 125 |  | 1231 |  | 2060 | [12 empty] | 1 | 1 | 1 | 3 | I | 2
20 |  | BUILDING UP OPENINGS | [8 empty] | 1232 |  | 40200 | [12 empty] | 1 | 1 | 1 | 3 | H | 0
20 |  | Brickwork in NFP bricks in class II mortar in building up openings, including bonding new to existing | [8 empty] | 1233 |  | 40300 | [12 empty] | 1 | 1 | 1 | 3 | S | 0
20 | 64 | One brick walls, in building in around door frames | m² | 3 |  | 0 |  |  | 3 |  | 1266 |  | 40500 | [12 empty] | 1 | 1 | 1 | 3 | I | 2
20 | 65 | 270mm Cavity walls, in building in around door frames | m² | 4 |  | 0 |  |  | 4 |  | 1636 |  | 40500 | [12 empty] | 1 | 1 | 1 | 3 | I | 2
20 | 66 | 270mm Cavity walls, where windows previously removed | m² | 3 |  | 0 |  |  | 3 |  | 1634 |  | 40500 | [12 empty] | 1 | 1 | 1 | 3 | I | 2
21 |  | Sundries | [8 empty] | 1238 |  | 1960 | [12 empty] | 1 | 1 | 1 | 3 | S | 0
21 | 67 | Cutting toothings and bonding new brickwork to existing | m² | 11 |  | 0 |  |  | 11 |  | 1239 |  | 1970 | [12 empty] | 1 | 1 | 1 | 3 | I | 2
21 |  | MAKING GOOD OF FINISHES, ETC | [8 empty] | 1240 |  | 41900 | [12 empty] | 1 | 1 | 1 | 3 | H | 0
21 |  | Making good 30MPa unreinforced concrete | [8 empty] | 1631 |  | 2190 | [12 empty] | 1 | 1 | 1 | 3 | S | 0
21 | 68 | In patching foundation penetrations through surface beds not exceeding 150mm thick, including finishing top surface smooth with a steel float | m² | 100 |  | 0 |  |  | 100 |  | 1632 |  | 2200 | [12 empty] | 1 | 1 | 1 | 3 | I | 2
21 |  | Making good cement plaster in isolated areas (internal or external) | [8 empty] | 1241 |  | 43400 | [12 empty] | 1 | 1 | 1 | 3 | S | 0
21 | 69 | Walls in patches | m² | 125 |  | 0 |  |  | 125 |  | 1242 |  | 43500 | [12 empty] | 1 | 1 | 1 | 3 | I | 2
21 |  | Making good cement screeds | [8 empty] | 1515 |  | 2220 | [12 empty] | 1 | 1 | 1 | 3 | S | 0
21 | 70 | Average 120mm Thick on floors in making up levels | m² | 9 |  | 0 |  |  | 9 |  | 1516 |  | 2230 | [12 empty] | 1 | 1 | 1 | 3 | I | 2
21 |  | FIXING OF MATERIALS PREVIOUSLY SET ASIDE FOR RE-USE | [8 empty] | 1248 |  | 41900 | [12 empty] | 1 | 1 | 1 | 3 | H | 0
21 |  | Re-fixing of salvaged wall tiles | [8 empty] | 1286 |  | 43400 | [12 empty] | 1 | 1 | 1 | 3 | S | 0
21 | 71 | Sand stone type slate tiles, fixed to walls with suitable adhesive and flush pointed to macth surrounding areas | m² | 30 |  | 0 |  |  | 30 |  | 1287 |  | 1220 | [12 empty] | 1 | 1 | 1 | 3 | I | 2
|  | Bill Total |  |  |  |  | 0
|  | BILL NO.2 : EARTHWORKS | [23 empty] | 1 | 1 | 2 | 6 | H
23 |  | SUPPLEMENTARY PREAMBLES | [8 empty] | 3 |  | 45600 | [12 empty] | 1 | 1 | 2 | 6 | H | 0
23 |  | The Tenderer is referred to the relevant Clause in the separate document Model Preambles for Trades (2008 Edition) as published by the Association of South African Quantity Surveyors and the Supplementary Preambles which are incorporated in these Bills of Quantities | [8 empty] | 2 |  | 46400 | [12 empty] | 1 | 1 | 2 | 6 | C | 0
23 |  | Proprietary items or materials | [8 empty] | 4 |  | 0 | [12 empty] | 1 | 1 | 2 | 6 | S | 0
23 |  | Items, materials or methods to be used specified by trade names or catalogue numbers are only an indication of the quality required. Items, materials or methods of similar quality may be used with prior approval from the Architect | [8 empty] | 5 |  | 0 | [12 empty] | 1 | 1 | 2 | 6 | C | 0
23 |  | Project particular specifications | [8 empty] | 6 |  | 45900 | [12 empty] | 1 | 1 | 2 | 6 | S | 0
23 |  | The specifications particular to this project are included in C3.2 Particular Specifications: Construction Works included in Envelope A Volume 1 of 2 of the tender documents. The Contractor is to take cognisance of them when pricing the relevant items in the Bill of Quantities as no extras arising out of their failure to do so will be entertained | [8 empty] | 7 |  | 45900 | [12 empty] | 1 | 1 | 2 | 6 | C | 0
23 |  | Nature of ground | [8 empty] | 8 |  | 2540 | [12 empty] | 1 | 1 | 2 | 6 | S | 0
23 |  | A soils investigation has not been carried out on the site | [8 empty] | 9 |  | 2590 | [12 empty] | 1 | 1 | 2 | 6 | C | 0
23 |  | Carting away of excavated material | [8 empty] | 10 |  | 47100 | [12 empty] | 1 | 1 | 2 | 6 | S | 0
23 |  | Descriptions of carting away of excavated material shall be deemed to include loading excavated material onto trucks directly from the excavations or, alternatively, from stock piles situated on the building site | [8 empty] | 11 |  | 47200 | [12 empty] | 1 | 1 | 2 | 6 | C | 0
23 |  | Filling | [8 empty] | 12 |  | 47100 | [12 empty] | 1 | 1 | 2 | 6 | S | 0
23 |  | Notwithstanding the reference to prescribed multiple handling in clause 1 page 6 of the Standard System of Measuring Building Work, prices for filling and backfilling shall include for all selection and any necessary multiple handling of material | [8 empty] | 13 |  | 47400 | [12 empty] | 1 | 1 | 2 | 6 | C | 0
24 |  | Filling and layer work materials | [8 empty] | 14 |  | 2660 | [12 empty] | 1 | 1 | 2 | 6 | S | 0
24 |  | References such as 'G1', 'G2', etc. and 'C1', 'C2', etc. in descriptions of filling and layer work materials refer to corresponding references in the document 'Guidelines for Road Construction Materials. TRH 14 : 1985' compiled by the Committee of State Road Authorities and the properties set out therein for each kind shall be applicable to the respective materials described hereinafter | [8 empty] | 15 |  | 2670 | [12 empty] | 1 | 1 | 2 | 6 | C | 0
24 |  | EXCAVATION OTHER THAN BULK | [8 empty] | 16 |  | 57720 | [12 empty] | 1 | 1 | 2 | 6 | H | 0
24 |  | Excavation in earth not exceeding 2m deep | [8 empty] | 17 |  | 58000 | [12 empty] | 1 | 1 | 2 | 6 | S | 0
24 | 1 | Trenches | m³ | 109 |  | 0 |  |  | 109 |  | 19 |  | 58005 | [12 empty] | 1 | 1 | 2 | 6 | I | 3
24 | 2 | Holes | m³ | 28 |  | 0 |  |  | 28 |  | 20 |  | 58006 | [12 empty] | 1 | 1 | 2 | 6 | I | 3
24 |  | Extra over trench and hole excavations in earth for excavation in | [8 empty] | 24 |  | 62100 | [12 empty] | 1 | 1 | 2 | 6 | S | 0
24 | 3 | Soft rock | m³ | 2 |  | 0 |  |  | 2 |  | 25 |  | 62200 | [12 empty] | 1 | 1 | 2 | 6 | I | 3
24 | 4 | Hard rock | m³ | 1 |  | 0 |  |  | 1 |  | 26 |  | 62300 | [12 empty] | 1 | 1 | 2 | 6 | I | 3
24 |  | Extra over all excavations for loading, carting and dumping excavated material (no allowance made for increase in bulk) | [8 empty] | 33 |  | 62800 | [12 empty] | 1 | 1 | 2 | 6 | S | 0
24 | 5 | Surplus material from excavations and/or stock piles on site, to a dumping site to be located by the contractor | m³ | 137 |  | 0 |  |  | 137 |  | 34 |  | 62900 | [12 empty] | 1 | 1 | 2 | 6 | I | 3
24 |  | Risk of collapse of excavations | [8 empty] | 35 |  | 63100 | [12 empty] | 1 | 1 | 2 | 6 | S | 0
24 | 6 | Sides of trench and hole excavations not exceeding 1,5m deep | m² | 322 |  | 0 |  |  | 322 |  | 36 |  | 63400 | [12 empty] | 1 | 1 | 2 | 6 | I | 2
24 | 7 | Sides of trench and hole excavations exceeding 1,5m deep | m² | 56 |  | 0 |  |  | 56 |  | 37 |  | 63500 | [12 empty] | 1 | 1 | 2 | 6 | I | 2
24 |  | Keeping excavations free of water | [8 empty] | 38 |  | 63600 | [12 empty] | 1 | 1 | 2 | 6 | S | 0
24 | 8 | Keeping excavations free of all water other than subterranean water | Item | 1 |  | 0 |  |  | 1 |  | 39 |  | 63700 | [12 empty] | 1 | 1 | 2 | 6 | I | I
24 |  | FILLING ETC OTHER THAN BULK | [8 empty] | 42 |  | 64200 | [12 empty] | 1 | 1 | 2 | 6 | H | 0
24 |  | Earth filling obtained from the excavations and/or prescribed stock piles on site, compacted to 93% Mod AASHTO density | [8 empty] | 43 |  | 65100 | [12 empty] | 1 | 1 | 2 | 6 | S | 0
24 | 9 | Backfilling to trenches, holes, etc. | m³ | 5 |  | 0 |  |  | 5 |  | 45 |  | 65105 | [12 empty] | 1 | 1 | 2 | 6 | I | 3
25 |  | Earth filling using imported G7 material in backfilling to trenches, etc. and compacted in layers not exceeding 150mm thick to 95% Mod AASHTO density | [8 empty] | 46 |  | 65300 | [12 empty] | 1 | 1 | 2 | 6 | S | 0
25 | 10 | Backfilling to trenches, holes, etc. | m³ | 79 |  | 0 |  |  | 79 |  | 48 |  | 65305 | [12 empty] | 1 | 1 | 2 | 6 | I | 3
25 |  | Earth filling using imported G5 material in backfilling to trenches, etc. and compacted in layers not exceeding 150mm thick to 95% Mod AASHTO density | [8 empty] | 49 |  | 65300 | [12 empty] | 1 | 1 | 2 | 6 | S | 0
25 | 11 | Backfilling to trenches, holes, etc. | m³ | 5 |  | 0 |  |  | 5 |  | 1637 |  | 65305 | [12 empty] | 1 | 1 | 2 | 6 | I | 3
25 |  | TESTS | [8 empty] | 58 |  | 8470 | [12 empty] | 1 | 1 | 2 | 6 | H | 0
25 |  | Prescribed tests to determine degree of compaction or other properties of ground or filling | [8 empty] | 59 |  | 8480 | [12 empty] | 1 | 1 | 2 | 6 | S | 0
25 | 12 | Modified AASHTO Density test | No | 2 |  | 0 |  |  | 2 |  | 60 |  | 8490 | [12 empty] | 1 | 1 | 2 | 6 | I | N
|  | Bill Total |  |  |  |  | 0
|  | BILL NO.3 : CONCRETE, FORMWORK AND REINFORCEMENT | [23 empty] | 1 | 1 | 3 | 15 | H
27 |  | The Tenderer is referred to the relevant Clause in the separate document Model Preambles for Trades (2008 Edition) as published by the Association of South African Quantity Surveyors and the Supplementary Preambles which are incorporated in these Bills of Quantities | [8 empty] | 61 |  | 46400 | [12 empty] | 1 | 1 | 3 | 15 | C | 0
27 |  | SUPPLEMENTARY PREAMBLES | [8 empty] | 62 |  | 100900 | [12 empty] | 1 | 1 | 3 | 15 | H | 0
27 |  | Proprietary items or materials | [8 empty] | 63 |  | 0 | [12 empty] | 1 | 1 | 3 | 15 | S | 0
27 |  | Items, materials or methods to be used specified by trade names or catalogue numbers are only an indication of the quality required. Items, materials or methods of similar quality may be used with prior approval from the Architect | [8 empty] | 64 |  | 0 | [12 empty] | 1 | 1 | 3 | 15 | C | 0
27 |  | Project particular specifications | [8 empty] | 65 |  | 45900 | [12 empty] | 1 | 1 | 3 | 15 | S | 0
27 |  | The specifications particular to this project are included in C3.2 Particular Specifications: Construction Works included in Envelope A Volume 1 of 2 of the tender documents. The Contractor is to take cognisance of them when pricing the relevant items in the Bill of Quantities as no extras arising out of their failure to do so will be entertained | [8 empty] | 66 |  | 45900 | [12 empty] | 1 | 1 | 3 | 15 | C | 0
27 |  | Cost of tests | [8 empty] | 67 |  | 101000 | [12 empty] | 1 | 1 | 3 | 15 | S | 0
27 |  | The costs of making, storing and testing of concrete test cubes as required under clause 7 Tests of SABS 1200 G shall include the cost of providing cube moulds necessary for the purpose, for testing costs and for submitting reports on the tests to the principal agent for approval. The testing shall be undertaken by an independent firm or institution nominated by the contractor to the approval of the principal agent (test cubes are measured separately) | [8 empty] | 68 |  | 101100 | [12 empty] | 1 | 1 | 3 | 15 | C | 0
27 |  | Formwork | [8 empty] | 71 |  | 101600 | [12 empty] | 1 | 1 | 3 | 15 | S | 0
27 |  | Descriptions of formwork shall be deemed to include use and waste only (except where described as 'left in' or 'permanent'), for fitting together in the required forms, wedging, plumbing and fixing to true angles and surfaces as necessary to ensure easy release during stripping and for reconditioning as necessary before re-use | [8 empty] | 72 |  | 101700 | [12 empty] | 1 | 1 | 3 | 15 | C | 0
28 |  | The vertical strutting shall be carried down to such construction as is sufficiently strong to afford the required support without damage and shall remain in position until the newly constructed work is able to support itself | [8 empty] | 73 |  | 101800 | [12 empty] | 1 | 1 | 3 | 15 | C | 0
28 |  | Formwork to soffits of solid slabs etc. shall be deemed to be to slabs not exceeding 250mm thick unless otherwise described | [8 empty] | 74 |  | 101900 | [12 empty] | 1 | 1 | 3 | 15 | C | 0
28 |  | Formwork to soffits of slabs, beams, etc. shall be deemed to be propped up exceeding 1,5m and not exceeding 3,5m high unless otherwise described | [8 empty] | 75 |  | 102000 | [12 empty] | 1 | 1 | 3 | 15 | C | 0
28 |  | Formwork to sides of bases, pile caps, ground beams, etc. will only be measured where it is prescribed by the engineer for design reasons. Formwork necessitated by irregularity or collapse of excavated faces will not be measured and the cost thereof shall be deemed to be included in the allowance for taking the risk of collapse of the sides of the excavations, provision for which is made in Earthworks | [8 empty] | 76 |  | 102100 | [12 empty] | 1 | 1 | 3 | 15 | C | 0
28 |  | UNREINFORCED CONCRETE CAST ON/IN FORMWORK | [8 empty] | 77 |  | 103500 | [12 empty] | 1 | 1 | 3 | 15 | H | 0
28 |  | 20MPa/19mm concrete | [8 empty] | 78 |  | 660982 | [12 empty] | 1 | 1 | 3 | 15 | S | 0
28 | 1 | Plinths for mechanical plant, etc. | m³ | 1 |  | 0 |  |  | 1 |  | 79 |  | 648932 | [12 empty] | 1 | 1 | 3 | 15 | I | 3
28 | 2 | Ramps, etc. | m³ | 10 |  | 0 |  |  | 10 |  | 1681 |  | 648932 | [12 empty] | 1 | 1 | 3 | 15 | I | 3
28 |  | UNREINFORCED CONCRETE CAST AGAINST EXCAVATED SURFACES | [8 empty] | 80 |  | 103600 | [12 empty] | 1 | 1 | 3 | 15 | H | 0
28 |  | 10MPa/19mm concrete | [8 empty] | 81 |  | 648930 | [12 empty] | 1 | 1 | 3 | 15 | S | 0
28 | 3 | Surface blinding under footings and bases | m³ | 1 |  | 0 |  |  | 1 |  | 82 |  | 660983 | [12 empty] | 1 | 1 | 3 | 15 | I | 3
28 |  | REINFORCED CONCRETE CAST ON/IN FORMWORK | [8 empty] | 84 |  | 17200 | [12 empty] | 1 | 1 | 3 | 15 | H | 0
28 |  | 30MPa/19mm concrete | [8 empty] | 85 |  | 17210 | [12 empty] | 1 | 1 | 3 | 15 | S | 0
28 | 4 | Slabs including beams and inverted beams | m³ | 178 |  | 0 |  |  | 178 |  | 89 |  | 17340 | [12 empty] | 1 | 1 | 3 | 15 | I | 3
28 | 5 | Columns in foundations (Provisional) | m³ | 1 |  | 0 |  |  | 1 |  | 97 |  | 17540 | [12 empty] | 1 | 1 | 3 | 15 | I | 3
28 | 6 | Columns | m³ | 4 |  | 0 |  |  | 4 |  | 98 |  | 17550 | [12 empty] | 1 | 1 | 3 | 15 | I | 3
28 |  | REINFORCED CONCRETE CAST AGAINST EXCAVATED SURFACES | [8 empty] | 101 |  | 17560 | [12 empty] | 1 | 1 | 3 | 15 | H | 0
28 |  | 25MPa/19mm concrete | [8 empty] | 1667 |  | 17570 | [12 empty] | 1 | 1 | 3 | 15 | S | 0
28 | 7 | Strip footings | m³ | 30 |  | 0 |  |  | 30 |  | 103 |  | 17580 | [12 empty] | 1 | 1 | 3 | 15 | I | 3
28 |  | 30MPa/19mm concrete | [8 empty] | 102 |  | 17570 | [12 empty] | 1 | 1 | 3 | 15 | S | 0
28 | 8 | Bases | m³ | 3 |  | 0 |  |  | 3 |  | 104 |  | 17590 | [12 empty] | 1 | 1 | 3 | 15 | I | 3
29 |  | TEST CUBES | [8 empty] | 106 |  | 108900 | [12 empty] | 1 | 1 | 3 | 15 | H | 0
29 |  | Test cubes | [8 empty] | 107 |  | 109000 | [12 empty] | 1 | 1 | 3 | 15 | S | 0
29 | 9 | Making and testing 150 x 150 x 150mm concrete strength test cube (Provisional) | No | 10 |  | 0 |  |  | 10 |  | 108 |  | 648979 | [12 empty] | 1 | 1 | 3 | 15 | I | N
29 |  | CONCRETE SUNDRIES | [8 empty] | 109 |  | 109300 | [12 empty] | 1 | 1 | 3 | 15 | H | 0
29 |  | Finishing top surfaces of concrete smooth with a wood float | [8 empty] | 1682 |  | 110601 | [12 empty] | 1 | 1 | 3 | 15 | S | 0
29 | 10 | Surface beds to ramps, etc | m² | 28 |  | 0 |  |  | 28 |  | 1683 |  | 110602 | [12 empty] | 1 | 1 | 3 | 15 | I | 2
29 |  | Finishing top surfaces of concrete smooth with an even brushed broom finish | [8 empty] | 112 |  | 110601 | [12 empty] | 1 | 1 | 3 | 15 | S | 0
29 | 11 | Surface beds to ramps, etc. | m² | 18 |  | 0 |  |  | 18 |  | 113 |  | 110602 | [12 empty] | 1 | 1 | 3 | 15 | I | 2
29 |  | Finishing top surfaces of concrete smooth with a power float | [8 empty] | 114 |  | 110600 | [12 empty] | 1 | 1 | 3 | 15 | S | 0
29 | 12 | Surface beds, slabs, etc. | m² | 769 |  | 0 |  |  | 769 |  | 115 |  | 110601 | [12 empty] | 1 | 1 | 3 | 15 | I | 2
29 |  | ROUGH FORMWORK (DEGREE OF ACCURACY II) (CPAP WORK GROUP NO. 111) | [8 empty] | 116 |  | 696167 | [12 empty] | 1 | 1 | 3 | 15 | H | 0
29 |  | Rough formwork to sides | [8 empty] | 117 |  | 696380 | [12 empty] | 1 | 1 | 3 | 15 | S | 0
29 | 13 | Rectangular columns in foundations (Provisional) | m² | 6 |  | 0 |  |  | 6 |  | 120 |  | 696453 | [12 empty] | 1 | 1 | 3 | 15 | I | 2
29 | 14 | Rectangular columns with total height exceeding 3.5m and not exceeding 5,0m above bearing level | m² | 27 |  | 0 |  |  | 27 |  | 136 |  | 696409 | [12 empty] | 1 | 1 | 3 | 15 | I | 2
29 | 15 | Edges, risers, ends and reveals not exceeding 300mm high or wide | m | 114 |  | 0 |  |  | 114 |  | 121 |  | 696427 | [12 empty] | 1 | 1 | 3 | 15 | I | 1
29 |  | Extra over rough formwork to sides for smooth formwork | [8 empty] | 1672 |  | 157283 | [12 empty] | 1 | 1 | 3 | 15 | S | 0
29 | 16 | Rectangular columns with total height exceeding 3.5m and not exceeding 5.0m above bearing level | m² | 27 |  | 0 |  |  | 27 |  | 1674 |  | 696409 | [12 empty] | 1 | 1 | 3 | 15 | I | 2
29 |  | Rough formwork to soffits | [8 empty] | 123 |  | 22790 | [12 empty] | 1 | 1 | 3 | 15 | S | 0
29 | 17 | Slabs propped up exceeding 3.5m and not exceeding 5.0m high | m² | 746 |  | 0 |  |  | 746 |  | 1675 |  | 82130 | [12 empty] | 1 | 1 | 3 | 15 | I | 2
29 | 18 | Slabs exceeding 250mm and not exceeding 500mm thick propped up exceeding 3.5m and not exceeding 5.0m high | m² | 23 |  | 0 |  |  | 23 |  | 1679 |  | 158193 | [12 empty] | 1 | 1 | 3 | 15 | I | 2
29 |  | Extra over rough formwork to soffits for smooth formwork | [8 empty] | 1669 |  | 82080 | [12 empty] | 1 | 1 | 3 | 15 | S | 0
29 | 19 | Slabs propped up exceeding 3.5m and not exceeding 5.0m high | m² | 746 |  | 0 |  |  | 746 |  | 1684 |  | 82130 | [12 empty] | 1 | 1 | 3 | 15 | I | 2
30 | 20 | Slabs exceeding 250mm and not exceeding 500mm thick propped up exceeding 3.5m and not exceeding 5.0m high | m² | 23 |  | 0 |  |  | 23 |  | 1680 |  | 158193 | [12 empty] | 1 | 1 | 3 | 15 | I | 2
30 |  | MOVEMENT JOINTS ETC | [8 empty] | 150 |  | 9632 | [12 empty] | 1 | 1 | 3 | 15 | H | 0
30 |  | Saw-cut joints | [8 empty] | 153 |  | 144800 | [12 empty] | 1 | 1 | 3 | 15 | S | 0
30 | 21 | Saw-cut joint in top of concrete formed of a 3mm x 75mm first cut not later than 1 day after casting concrete and 10mm x 35mm second cut at top of joint made 21 days after casting | m | 160 |  | 0 |  |  | 160 |  | 154 |  | 144900 | [12 empty] | 1 | 1 | 3 | 15 | I | 1
30 |  | REINFORCEMENT (PROVISIONAL) (CPAP WORK GROUP NO. 114) | [8 empty] | 155 |  | 26500 | [12 empty] | 1 | 1 | 3 | 15 | H | 0
30 |  | Mild steel reinforcement to structural concrete work | [8 empty] | 156 |  | 691635 | [12 empty] | 1 | 1 | 3 | 15 | S | 0
30 | 22 | 8mm Diameter bars | Tonnes | 0.22 |  | 0 |  |  | 0.22 |  | 157 |  | 691636 | [12 empty] | 1 | 1 | 3 | 15 | I | T
30 | 23 | 10mm Diameter bars | Tonnes | 0.53 |  | 0 |  |  | 0.53 |  | 158 |  | 691636 | [12 empty] | 1 | 1 | 3 | 15 | I | T
30 |  | High tensile steel reinforcement to structural concrete work | [8 empty] | 160 |  | 691649 | [12 empty] | 1 | 1 | 3 | 15 | S | 0
30 | 24 | 10mm Diameter bars | Tonnes | 0.12 |  | 0 |  |  | 0.12 |  | 162 |  | 691651 | [12 empty] | 1 | 1 | 3 | 15 | I | T
30 | 25 | 12mm Diameter bars | Tonnes | 7.61 |  | 0 |  |  | 7.61 |  | 163 |  | 691651 | [12 empty] | 1 | 1 | 3 | 15 | I | T
30 | 26 | 16mm Diameter bars | Tonnes | 13.45 |  | 0 |  |  | 13.45 |  | 164 |  | 691651 | [12 empty] | 1 | 1 | 3 | 15 | I | T
30 | 27 | 20mm Diameter bars | Tonnes | 0.5 |  | 0 |  |  | 0.5 |  | 165 |  | 691651 | [12 empty] | 1 | 1 | 3 | 15 | I | T
30 | 28 | 25mm Diameter bars | Tonnes | 3.85 |  | 0 |  |  | 3.85 |  | 166 |  | 691651 | [12 empty] | 1 | 1 | 3 | 15 | I | T
30 | 29 | 32mm Diameter bars | Tonnes | 0.5 |  | 0 |  |  | 0.5 |  | 167 |  | 691651 | [12 empty] | 1 | 1 | 3 | 15 | I | T
30 |  | Fabric reinforcement | [8 empty] | 168 |  | 691665 | [12 empty] | 1 | 1 | 3 | 15 | S | 0
30 | 30 | Mesh Ref 395 fabric reinforcement in concrete ramps etc. | m² | 46 |  | 0 |  |  | 46 |  | 169 |  | 691669 | [12 empty] | 1 | 1 | 3 | 15 | I | 2
30 |  | Dowelling of steel reinforcement into concrete | [8 empty] | 1299 |  | 0 | [12 empty] | 1 | 1 | 3 | 15 | S | 0
30 | 31 | Drill or core 30mm hole into top of reinforced concrete base for a depth of 200mm, remove all dust and water from hole by blowing out with high pressure air hose, and grout Y25 bar reinforcement into place using Hilti HIT-HY 150 Epoxy in strict accordance with product specifications | No | 28 |  | 0 |  |  | 28 |  | 1300 |  | 0 | [12 empty] | 1 | 1 | 3 | 15 | I | N
|  | Bill Total |  |  |  |  | 0
|  | BILL NO.4 : MASONRY | [23 empty] | 1 | 1 | 4 | 21 | H
32 |  | The Tenderer is referred to the relevant Clause in the separate document Model Preambles for Trades (2008 Edition) as published by the Association of South African Quantity Surveyors and the Supplementary Preambles which are incorporated in these Bills of Quantities | [8 empty] | 171 |  | 9843 | [12 empty] | 1 | 1 | 4 | 21 | C | 0
32 |  | SUPPLEMENTARY PREAMBLES | [8 empty] | 172 |  | 9843 | [12 empty] | 1 | 1 | 4 | 21 | H | 0
32 |  | Proprietary items or materials | [8 empty] | 173 |  | 0 | [12 empty] | 1 | 1 | 4 | 21 | S | 0
32 |  | Items, materials or methods to be used specified by trade names or catalogue numbers are only an indication of the quality required. Items, materials or methods of similar quality may be used with prior approval from the Architect | [8 empty] | 174 |  | 11302 | [12 empty] | 1 | 1 | 4 | 21 | C | 0
32 |  | Project particular specifications | [8 empty] | 175 |  | 0 | [12 empty] | 1 | 1 | 4 | 21 | S | 0
32 |  | The specifications particular to this project are included in C3.2 Particular Specifications: Construction Works included in Envelope A Volume 1 of 2 of the tender documents. The Contractor is to take cognisance of them when pricing the relevant items in the Bill of Quantities as no extras arising out of their failure to do so will be entertained | [8 empty] | 176 |  | 45900 | [12 empty] | 1 | 1 | 4 | 21 | C | 0
32 |  | Sizes in descriptions | [8 empty] | 177 |  | 9850 | [12 empty] | 1 | 1 | 4 | 21 | S | 0
32 |  | Where sizes in descriptions are given in brick units, 'one brick' shall represent the length and 'half brick' the width of a brick | [8 empty] | 178 |  | 9851 | [12 empty] | 1 | 1 | 4 | 21 | C | 0
32 |  | Cement Mortar | [8 empty] | 179 |  | 9850 | [12 empty] | 1 | 1 | 4 | 21 | S | 0
32 |  | Unless otherwise described, all brickwork shall be built in 1:5 cement mortar | [8 empty] | 180 |  | 9851 | [12 empty] | 1 | 1 | 4 | 21 | C | 0
32 |  | Hollow walls etc: | [8 empty] | 181 |  | 9853 | [12 empty] | 1 | 1 | 4 | 21 | S | 0
32 |  | Descriptions of hollow walls shall be deemed to include leaving every fifth perpend of the bottom course of the external skin open as a weep hole and galvanised butterfly wire ties at 5 per square metre | [8 empty] | 182 |  | 9854 | [12 empty] | 1 | 1 | 4 | 21 | C | 0
32 |  | Descriptions of hollow walls to receive concrete filled cavities shall be deemed to include building up brickwork in increments not exceeding 1m high or as otherwise instructed by Engineer, filling cavity with concrete infill, before raising brickwork further | [8 empty] | 183 |  | 9854 | [12 empty] | 1 | 1 | 4 | 21 | C | 0
33 |  | Walls in two skins described as 'bagged and sealed' shall be deemed to include having the outer face of the inner skin bagged with 1:6 cement and sand mixture and sealed with two coats 'Brixeal' bitumen emulsion waterproofing coating | [8 empty] | 184 |  | 9855 | [12 empty] | 1 | 1 | 4 | 21 | C | 0
33 |  | Face bricks | [8 empty] | 185 |  | 9858 | [12 empty] | 1 | 1 | 4 | 21 | S | 0
33 |  | Bricks shall be ordered timeously to obtain uniformity in size and colour | [8 empty] | 186 |  | 9858 | [12 empty] | 1 | 1 | 4 | 21 | C | 0
33 |  | Pointing | [8 empty] | 187 |  | 9861 | [12 empty] | 1 | 1 | 4 | 21 | S | 0
33 |  | Descriptions of recessed pointing to fair face brickwork and face brickwork shall be deemed to include square recessed, hollow recessed, weathered pointing, etc. | [8 empty] | 188 |  | 9862 | [12 empty] | 1 | 1 | 4 | 21 | C | 0
33 |  | Cleaning | [8 empty] | 189 |  | 9861 | [12 empty] | 1 | 1 | 4 | 21 | S | 0
33 |  | To prevent staining of face brickwork, the contractor is required to provide cover during building or renovating operations. Refer to Clay Brick Association Clay Masonry Technical Guide, Part 6 | [8 empty] | 190 |  | 85226 | [12 empty] | 1 | 1 | 4 | 21 | C | 0
33 |  | Samples | [8 empty] | 191 |  | 9883 | [12 empty] | 1 | 1 | 4 | 21 | S | 0
33 |  | Samples of all masonry building units, except those for walls described as 'load bearing', shall consist of a minimum of 6 units. Samples of building units to be used in walls described as 'load bearing' shall consist of 30 units from every 30 000 units delivered to site | [8 empty] | 192 |  | 40295 | [12 empty] | 1 | 1 | 4 | 21 | C | 0
33 |  | Rates for brickwork, faced brickwork,etc shall include for all required samples | [8 empty] | 193 |  | 9885 | [12 empty] | 1 | 1 | 4 | 21 | C | 0
33 |  | Sample panels | [8 empty] | 194 |  | 9883 | [12 empty] | 1 | 1 | 4 | 21 | S | 0
33 |  | A sample panel (size approximatley 1000 x 1000mm high) will be required to be provided on site for co-ordination and quality of work. The Contractor is to allow for removal on completion if so required | [8 empty] | 195 |  | 40295 | [12 empty] | 1 | 1 | 4 | 21 | C | 0
33 |  | BRICKWORK IN FOUNDATIONS (PROVISIONAL) | [8 empty] | 196 |  | 162900 | [12 empty] | 1 | 1 | 4 | 21 | H | 0
33 |  | Brickwork of NFX bricks (14 MPa nominal compressive strength) in class II mortar | [8 empty] | 197 |  | 692437 | [12 empty] | 1 | 1 | 4 | 21 | S | 0
33 | 1 | One brick walls | m² | 137 |  | 0 |  |  | 137 |  | 198 |  | 692463 | [12 empty] | 1 | 1 | 4 | 21 | I | 2
33 |  | BRICKWORK IN SUPERSTRUCTURE | [8 empty] | 201 |  | 692672 | [12 empty] | 1 | 1 | 4 | 21 | H | 0
33 |  | Brickwork of NFP bricks (7 MPa nominal compressive strength) in class II mortar | [8 empty] | 202 |  | 692674 | [12 empty] | 1 | 1 | 4 | 21 | S | 0
33 | 2 | Half brick walls | m² | 13 |  | 0 |  |  | 13 |  | 203 |  | 692683 | [12 empty] | 1 | 1 | 4 | 21 | I | 2
33 | 3 | One brick walls | m² | 602 |  | 0 |  |  | 602 |  | 1762 |  | 91320 | [12 empty] | 1 | 1 | 4 | 21 | I | 2
33 | 4 | One brick walls of two half brick skins with inner skin bagged and sealed | m² | 428 |  | 0 |  |  | 428 |  | 204 |  | 692700 | [12 empty] | 1 | 1 | 4 | 21 | I | 2
34 | 5 | 270mm Hollow walls of two half brick skins, including butterfly type wall ties | m² | 53 |  | 0 |  |  | 53 |  | 205 |  | 692703 | [12 empty] | 1 | 1 | 4 | 21 | I | 2
34 |  | Bagging of 1:3 cement and sand mixture | [8 empty] | 217 |  | 92540 | [12 empty] | 1 | 1 | 4 | 21 | S | 0
34 | 6 | Outer face of inner skin of cavity brick walls, including two coats bituminous paint | m² | 53 |  | 0 |  |  | 53 |  | 218 |  | 92550 | [12 empty] | 1 | 1 | 4 | 21 | I | 2
34 |  | Joint forming material in movement joints | [8 empty] | 1475 |  | 92430 | [12 empty] | 1 | 1 | 4 | 21 | S | 0
34 | 7 | Two layers of 3 ply malthoid between brickwork and concrete slab in forming slip joint | m² | 15 |  | 0 |  |  | 15 |  | 1476 |  | 92440 | [12 empty] | 1 | 1 | 4 | 21 | I | 2
34 |  | 2,8mm Galvanised brick reinforcement | [8 empty] | 219 |  | 92370 | [12 empty] | 1 | 1 | 4 | 21 | S | 0
34 | 8 | 75mm Wide high tensile steel brick reinforcement well lapped at all angles and passings and built into brick walls horizontally | m | 40 |  | 0 |  |  | 40 |  | 220 |  | 92380 | [12 empty] | 1 | 1 | 4 | 21 | I | 1
34 | 9 | 150mm Wide high tensile steel brick reinforcement well lapped at all angles and passings and built into brick walls horizontally, in foundation walls (Provisional) | m | 1 450 |  | 0 |  |  | 1450 |  | 221 |  | 92380 | [12 empty] | 1 | 1 | 4 | 21 | I | 1
34 | 10 | 150mm Wide high tensile steel brick reinforcement well lapped at all angles and passings and built into brick walls horizontally | m | 2 961 |  | 0 |  |  | 2961 |  | 222 |  | 92380 | [12 empty] | 1 | 1 | 4 | 21 | I | 1
34 |  | Prestressed fabricated concrete lintels including necessary temporary supports | [8 empty] | 223 |  | 92330 | [12 empty] | 1 | 1 | 4 | 21 | S | 0
34 | 11 | 115 x 76mm High 'U' profile prestressed reinforced concrete lintels including building in over openings, in lengths not exceeding 3,0m | m | 89 |  | 0 |  |  | 89 |  | 224 |  | 92340 | [12 empty] | 1 | 1 | 4 | 21 | I | 1
34 |  | Galvanised hoop iron cramps, ties, etc | [8 empty] | 231 |  | 92200 | [12 empty] | 1 | 1 | 4 | 21 | S | 0
34 | 12 | 30 x 1,6mm Wall tie 500mm long with one end shot pinned to concrete and other end built into brickwork (provisional) | No | 168 |  | 0 |  |  | 168 |  | 233 |  | 92240 | [12 empty] | 1 | 1 | 4 | 21 | I | N
34 | 13 | 30 x 1,6mm Wall tie 500mm long with one end shot pinned to steel column and other end built into brickwork (provisional) | No | 280 |  | 0 |  |  | 280 |  | 234 |  | 92240 | [12 empty] | 1 | 1 | 4 | 21 | I | N
34 |  | FACE BRICKWORK | [8 empty] | 235 |  | 174900 | [12 empty] | 1 | 1 | 4 | 21 | H | 0
34 |  | Maize Travertine FBX face bricks pointed with recessed horizontal and vertical joints | [8 empty] | 236 |  | 30170 | [12 empty] | 1 | 1 | 4 | 21 | S | 0
34 | 14 | Extra over brickwork for face brickwork | m² | 481 |  | 0 |  |  | 481 |  | 238 |  | 176300 | [12 empty] | 1 | 1 | 4 | 21 | I | 2
34 | 15 | 220mm Brick on edge sill bedded sloping and jointed in cement mortar and pointed on top, edge and projecting soffit including cutting and fitting between reveals and splay cutting brickwork under | m | 10 |  | 0 |  |  | 10 |  | 1765 |  | 0 | [12 empty] | 1 | 1 | 4 | 21 | I | 1
35 | 16 | Extra over brickwork for brick-on-end soldier course lintels one course high, pointed on face and 110mm soffit | m | 10 |  | 0 |  |  | 10 |  | 1770 |  | 88320 | [12 empty] | 1 | 1 | 4 | 21 | I | 1
35 | 17 | Cutting toothings and bonding new face brickwork to existing (provisional) | m | 80 |  | 0 |  |  | 80 |  | 1769 |  | 88390 | [12 empty] | 1 | 1 | 4 | 21 | I | 1
|  | Bill Total |  |  |  |  | 0
|  | BILL NO.5 : WATERPROOFING | [23 empty] | 1 | 1 | 5 | 24 | H
37 |  | The Tenderer is referred to the relevant Clause in the separate document Model Preambles for Trades (2008 Edition) as published by the Association of South African Quantity Surveyors and the Supplementary Preambles which are incorporated in these Bills of Quantities | [8 empty] | 240 |  | 11302 | [12 empty] | 1 | 1 | 5 | 24 | C | 0
37 |  | SUPPLEMENTARY PREAMBLES | [8 empty] | 241 |  | 45600 | [12 empty] | 1 | 1 | 5 | 24 | H | 0
37 |  | Proprietary items or materials | [8 empty] | 242 |  | 11302 | [12 empty] | 1 | 1 | 5 | 24 | S | 0
37 |  | Items, materials or methods to be used specified by trade names or catalogue numbers are only an indication of the quality required. Items, materials or methods of similar quality may be used with prior approval from the Architect | [8 empty] | 243 |  | 11302 | [12 empty] | 1 | 1 | 5 | 24 | C | 0
37 |  | Project particular specifications | [8 empty] | 244 |  | 45900 | [12 empty] | 1 | 1 | 5 | 24 | S | 0
37 |  | The specifications particular to this project are included in C3.2 Particular Specifications: Construction Works included in Envelope A Volume 1 of 2 of the tender documents. The Contractor is to take cognisance of them when pricing the relevant items in the Bill of Quantities as no extras arising out of their failure to do so will be entertained | [8 empty] | 245 |  | 45900 | [12 empty] | 1 | 1 | 5 | 24 | C | 0
37 |  | Waterproofing | [8 empty] | 246 |  | 11302 | [12 empty] | 1 | 1 | 5 | 24 | S | 0
37 |  | Waterproofing of roofs, basements, etc shall be laid under a ten year guarantee. Waterproofing to roofs shall be laid to even falls to outlets etc with necessary ridges, hips and valleys. Descriptions of sheet or membrane waterproofing shall be deemed to include additional labour to turn-ups and turn-downs | [8 empty] | 247 |  | 11302 | [12 empty] | 1 | 1 | 5 | 24 | C | 0
37 |  | Waterproofing is to be laid in strict accordance with the manufacturers code of practice and by an approved applicator | [8 empty] | 248 |  | 11302 | [12 empty] | 1 | 1 | 5 | 24 | C | 0
37 |  | Preparation of substrata | [8 empty] | 249 |  | 11302 | [12 empty] | 1 | 1 | 5 | 24 | S | 0
37 |  | Screeded roof surfaces shall be firm, dry and clean. Corners shall be coved or arris rounded. All surfaces to receive waterproofing are to be fully primed with a solvent based bitumen primer | [8 empty] | 250 |  | 11302 | [12 empty] | 1 | 1 | 5 | 24 | C | 0
37 |  | Timber boarded roof surfaces shall be dry, clean and even. All internal angles are to receive a timber triangular fillet. Corners and edges shall be arris rounded | [8 empty] | 251 |  | 11302 | [12 empty] | 1 | 1 | 5 | 24 | C | 0
38 |  | DAMPPROOFING OF WALLS AND FLOORS | [8 empty] | 252 |  | 204500 | [12 empty] | 1 | 1 | 5 | 24 | H | 0
38 |  | One layer 375 micron embossed polyethylene dampproof course (SANS 952-1985 type B) | [8 empty] | 253 |  | 204700 | [12 empty] | 1 | 1 | 5 | 24 | S | 0
38 | 1 | In walls, lapped 150mm at all angles and passings | m² | 68 |  | 0 |  |  | 68 |  | 254 |  | 204800 | [12 empty] | 1 | 1 | 5 | 24 | I | 2
38 | 2 | Inserted two courses below window sills and turned up the inside face of the outer skin and tucked into grooves in the underside of the window frame | m² | 3 |  | 0 |  |  | 3 |  | 1773 |  | 0 | [12 empty] | 1 | 1 | 5 | 24 | I | 2
38 |  | One layer 250 micron green polyethylene waterproof sheeting (SANS 952-1985 type C) sealed at laps with PVC self-adhesive tape | [8 empty] | 255 |  | 205000 | [12 empty] | 1 | 1 | 5 | 24 | S | 0
38 | 3 | Under surface beds, in isolated areas | m² | 206 |  | 0 |  |  | 206 |  | 256 |  | 205001 | [12 empty] | 1 | 1 | 5 | 24 | I | 2
38 |  | JOINT SEALANTS ETC. (CPAP Work Group No 120) | [8 empty] | 257 |  | 11582 | [12 empty] | 1 | 1 | 5 | 24 | H | 0
38 |  | Sikaflex Pro 3' Silicone sealing compound including backing cord, bond breaker, primer, etc., including correction of joint filler due to shrinkage after 6 months | [8 empty] | 258 |  | 37239 | [12 empty] | 1 | 1 | 5 | 24 | S | 0
38 | 4 | 10 x 10.5mm In saw cut joints in floors | m | 160 |  | 0 |  |  | 160 |  | 259 |  | 37255 | [12 empty] | 1 | 1 | 5 | 24 | I | 1
|  | Bill Total |  |  |  |  | 0
|  | BILL NO.6 : ROOF COVERINGS | [23 empty] | 1 | 1 | 6 | 27 | H
40 |  | The Tenderer is referred to the relevant Clause in the separate document Model Preambles for Trades (2008 Edition) as published by the Association of South African Quantity Surveyors and the Supplementary Preambles which are incorporated in these Bills of Quantities | [8 empty] | 261 |  | 12196 | [12 empty] | 1 | 1 | 6 | 27 | C | 0
40 |  | SUPPLEMENTARY PREAMBLES | [8 empty] | 262 |  | 9843 | [12 empty] | 1 | 1 | 6 | 27 | H | 0
40 |  | Proprietary items or materials | [8 empty] | 263 |  | 12196 | [12 empty] | 1 | 1 | 6 | 27 | H | 0
40 |  | Items, materials or methods to be used specified by trade names or catalogue numbers are only an indication of the quality required. Items, materials or methods of similar quality may be used with prior approval from the Architect | [8 empty] | 264 |  | 12196 | [12 empty] | 1 | 1 | 6 | 27 | C | 0
40 |  | Project particular specifications | [8 empty] | 265 |  | 45900 | [12 empty] | 1 | 1 | 6 | 27 | S | 0
40 |  | The specifications particular to this project are included in C3.2 Particular Specifications: Construction Works included in Envelope A Volume 1 of 2 of the tender documents. The Contractor is to take cognisance of them when pricing the relevant items in the Bill of Quantities as no extras arising out of their failure to do so will be entertained | [8 empty] | 266 |  | 45900 | [12 empty] | 1 | 1 | 6 | 27 | C | 0
40 |  | General | [8 empty] | 268 |  | 692985 | [12 empty] | 1 | 1 | 6 | 27 | S | 0
40 |  | The following roof sheeting systems are to be manufactured and/or supplied and installed in strict accordance with the manufacturer's and/or supplier's specifications | [8 empty] | 269 |  | 12196 | [12 empty] | 1 | 1 | 6 | 27 | C | 0
40 |  | Fixing of all roof sheeting is to be in accordance with the manufacturer's approved instruction book | [8 empty] | 270 |  | 12196 | [12 empty] | 1 | 1 | 6 | 27 | C | 0
40 |  | The manufacturer shall comply with ISO 9001 : 2008 Quality Management System. Sheeting shall be laid in strict accordance with the manufacturer’s specifications by an approved contractor | [8 empty] | 271 |  | 12196 | [12 empty] | 1 | 1 | 6 | 27 | C | 0
40 |  | A written and approved five year guarantee of site-workmanship and watertightness shall be required after final inspection and approval by the manufacturer | [8 empty] | 272 |  | 12196 | [12 empty] | 1 | 1 | 6 | 27 | C | 0
40 |  | Inspection prior to installation | [8 empty] | 1639 |  | 692985 | [12 empty] | 1 | 1 | 6 | 27 | S | 0
40 |  | Before commencing installation the contractor shall verify that the following items have been checked and accepted: | [8 empty] | 1641 |  | 12196 | [12 empty] | 1 | 1 | 6 | 27 | C | 0
|  | 1) The entire structure of the portion to be sheeted has been correctly aligned, leveled and grouted | [8 empty] | 1641 |  | 12196 | [12 empty] | 1 | 1 | 6 | 27 | C | 0
|  | 2) Purlins and girts are at the correct spacing and are within the specified tolerances | [8 empty] | 1641 |  | 12196 | [12 empty] | 1 | 1 | 6 | 27 | C | 0
|  | 3) The corners of the roof are square and the wall framework is pertendicular or as specified | [8 empty] | 1641 |  | 12196 | [12 empty] | 1 | 1 | 6 | 27 | C | 0
|  | 4) No protrusions such as heads, splice plates, cleats, etc appear on the face of the framework | [8 empty] | 1641 |  | 12196 | [12 empty] | 1 | 1 | 6 | 27 | C | 0
|  | 5) All members to which roofing and cladding are to be fixed in aesthetically sensitive areas are true and square | [8 empty] | 1641 |  | 12196 | [12 empty] | 1 | 1 | 6 | 27 | C | 0
|  | 6) Paint and any other materials that may be incompatible with the sheeting have been painted over or so dealt with that direct contact with the sheeting is avoided | [8 empty] | 1641 |  | 12196 | [12 empty] | 1 | 1 | 6 | 27 | C | 0
|  | 7) The contact faces between the purlins or the girts and the cladding are in the same plane. Shouild the alignment be inadequite, the contractor shall request instructions from the engineer before proceeding with the fixing of the cladding | [8 empty] | 1641 |  | 12196 | [12 empty] | 1 | 1 | 6 | 27 | C | 0
41 |  | Erection, handling and storage | [8 empty] | 273 |  | 692985 | [12 empty] | 1 | 1 | 6 | 27 | S | 0
41 |  | Every precaution shall be taken to prevent damage to roof sheets, cladding, etc., during all stages of construction. Duck boards should be used when necessary to protect the sheeting from damage. Sheeting which has become deformed or damaged in any way, shall be replaced | [8 empty] | 274 |  | 12196 | [12 empty] | 1 | 1 | 6 | 27 | C | 0
41 |  | Care shall be taken to ensure that no sheeting or fashing will be cut with abrasive disc on roof surfaces to prevent steel particles from penetrating coated surfaces | [8 empty] | 1638 |  | 12196 | [12 empty] | 1 | 1 | 6 | 27 | C | 0
41 |  | Sheetings should be suitably supported, clear of the ground, under well ventilated cover, away from risk of damage from building operations, contact with cement, dust, lime and abrasive dust, until required to be installed | [8 empty] | 275 |  | 12196 | [12 empty] | 1 | 1 | 6 | 27 | C | 0
41 |  | The contractor shall exercise special care when handling long length sheeting, particularly in windy conditions. Should work be interrupted for any reason, all loose sheeting and incomplete sections must be adequately secured against possible movement by wind and gravity | [8 empty] | 276 |  | 12196 | [12 empty] | 1 | 1 | 6 | 27 | C | 0
41 |  | The contractor shall ensure that all materials used on site for roofing / cladding, etc are transported, handled and stored in accordance with the manufacturer’s recommendations. Material damaged shall be rejected and replaced with undamaged material at the contractor’s expense. Repair of damaged material will not generally be permitted. Rates are to include for preventing damage and protecting sheets through all stages of construction | [8 empty] | 277 |  | 12196 | [12 empty] | 1 | 1 | 6 | 27 | C | 0
42 |  | Protrusion through sheeted surfaces | [8 empty] | 1642 |  | 692985 | [12 empty] | 1 | 1 | 6 | 27 | S | 0
42 |  | Protrusions such as pipes, ducts and the like shall be adequately flashed where they pass through the sheeting surface. Where ribs must be cut away to permit penetration, additional framing is to be installed as required to support the sheeting. Depending on the position of the penetration through the roof, special attention shall be given to back flashing the sheeting to the ridge or point of water entry. In all cases, the flashing shall be so arranged that adequate provision is made for the drainage of all troughs and corrugations | [8 empty] | 1643 |  | 12196 | [12 empty] | 1 | 1 | 6 | 27 | C | 0
42 |  | Cleaning, etc: | [8 empty] | 278 |  | 692985 | [12 empty] | 1 | 1 | 6 | 27 | S | 0
42 |  | All debris, swarf, etc. arising from the fixing of the cladding shall be removed from the sheeting as the fixing progresses. In addition, off-cuts of insulation, surplus fasteners and sealants, mandrels from pop rivets, off-cuts of flashings and sheeting, surplus flashing, food packaging, cartons, bottles, cans, etc shall not be left on the roof or in the gutters | [8 empty] | 279 |  | 12196 | [12 empty] | 1 | 1 | 6 | 27 | C | 0
42 |  | Care shall be taken to ensure that no such material enters, blocks or partially impedes the flow of water into the outlets, down pipes, etc. | [8 empty] | 280 |  | 12196 | [12 empty] | 1 | 1 | 6 | 27 | C | 0
42 |  | CORRUGATED 10.5 PROFILED SHEETING AND ACCESSORIES | [8 empty] | 281 |  | 692985 | [12 empty] | 1 | 1 | 6 | 27 | H | 0
42 |  | Sheeting profile | [8 empty] | 282 |  | 692985 | [12 empty] | 1 | 1 | 6 | 27 | S | 0
42 |  | The roof / side cladding shall be Corrugated 10.5 profile from certified SuperGalum® AZ200 coated steel G550 with a GlobalDura® colour coated finish to one side with a Cool Grey backing coat. The profile shall be rolled formed with 10,5 corrugations at 76mm centres giving a nett cover of 760mm, with a rib height of 17,5mm | [8 empty] | 1646 |  | 12196 | [12 empty] | 1 | 1 | 6 | 27 | C | 0
42 |  | Corrugated 10.5 Flashings | [8 empty] | 284 |  | 692985 | [12 empty] | 1 | 1 | 6 | 27 | S | 0
42 |  | Stop endings must be formed at the apex to form a dam and the pan turned down at the eaves to form a drip. The roof sheeting shall be closed as necessary with purpose-made flashings of a design approved by the supplier, including poly closers where necessary. Flashings shall be fixed to roofing by means of No. 14 Topspeed Hex head screws 25mm long with 26mm diameter bonded washers on roof and 19mm diameter bonded washers for side cladding | [8 empty] | 1647 |  | 12196 | [12 empty] | 1 | 1 | 6 | 27 | C | 0
43 |  | 0,53mm Corrugated 10.5 profile roll formed of SuperGalum® AZ200 coated steel G550 with a GlobalDura® colour coated finish to one side and with a Cool Grey backing coat, fixed through 75mm thick 'Factorylite' insulation (Factorylite insulation elsewhere measured) to steel purlins using class 4 fastners, in strict accordance with the manufacturers instructions | [8 empty] | 1649 |  | 692985 | [12 empty] | 1 | 1 | 6 | 27 | S | 0
43 | 1 | Roof covering with pitch not exceeding 25 degrees | m² | 983 |  | 0 |  |  | 983 |  | 287 |  | 12196 | [12 empty] | 1 | 1 | 6 | 27 | I | 2
43 | 2 | Extra over roof covering for curving to a convex radius of approximately 8800mm (to match on site) | m | 553 |  | 0 |  |  | 553 |  | 1665 |  | 38330 | [12 empty] | 1 | 1 | 6 | 27 | I | 1
43 | 3 | Extra over roof covering for curving to a concave radius of approximately 14640mm (to match on site) | m | 553 |  | 0 |  |  | 553 |  | 1666 |  | 38330 | [12 empty] | 1 | 1 | 6 | 27 | I | 1
43 |  | 0,53mm SuperGalum® AZ200 coated steel G550 with a GlobalDura® colour coated finish to one side and with Cool Grey backing coat on internal face, fixed to roof sheeting in strict accordance with the manufacturers instructions | [8 empty] | 1650 |  | 692985 | [12 empty] | 1 | 1 | 6 | 27 | S | 0
43 | 4 | Headwall flashings 308mm girth (one times bent along length), including serrated closers and poly-closers | m | 60 |  | 0 |  |  | 60 |  | 294 |  | 693184 | [12 empty] | 1 | 1 | 6 | 27 | I | 1
43 | 5 | Obtuse curved gable flasings 462mm girth (one times bent along length) to radius to suite | m | 11 |  | 0 |  |  | 11 |  | 295 |  | 693184 | [12 empty] | 1 | 1 | 6 | 27 | I | 1
43 | 6 | Counter flashings 185mm girth (two times bent along length) | m | 60 |  | 0 |  |  | 60 |  | 301 |  | 693184 | [12 empty] | 1 | 1 | 6 | 27 | I | 1
43 | 7 | Gable Trim (barge flashings) 462mm girth (once bent along length) | m | 6 |  | 0 |  |  | 6 |  | 302 |  | 693184 | [12 empty] | 1 | 1 | 6 | 27 | I | 1
43 |  | KLIP-TITE PROFILED SHEETING AND ACCESSORIES | [8 empty] | 1651 |  | 692985 | [12 empty] | 1 | 1 | 6 | 27 | H | 0
43 |  | Sheeting profile | [8 empty] | 1652 |  | 692985 | [12 empty] | 1 | 1 | 6 | 27 | S | 0
43 |  | The roof sheeting shall be double-interlocking concealed-fix Klip-Tite™ profile roll-formed continuous lengths and cut to length by a pneumatic cut-off process from certified SuperGalum® AZ200 coated steel G550 with a GlobalDura® colour coated finish to one side with a Cool Grey backing coat. The profile must include structural transverse stiffener ribs located in the pans / troughs for increased wind loading capabilities. This profile shall be rolled formed with four ribs at centres not exceeding 233mm and a cover width not exceeding 700mm | [8 empty] | 1656 |  | 12196 | [12 empty] | 1 | 1 | 6 | 27 | C | 0
44 |  | Klip-Tite Flashings | [8 empty] | 1657 |  | 692985 | [12 empty] | 1 | 1 | 6 | 27 | S | 0
44 |  | Flasings specifications shall be to Global Roofing Solutions standards and fixed to the sheeting with S10 brackets, or sliding brackets at apex where roof sheets are 30m or longer, to abviate any direct fixing perforations. Prior to flashings being fixed, all troughs at the apex shall be stop-ended to the full depth of the sheet to prevent any penetration of wind driven water. The trough shall be lipped at the eaves end to form a drip. Transverse flshing flanges shall be notched to the sheet profilt where necessary | [8 empty] | 1658 |  | 12196 | [12 empty] | 1 | 1 | 6 | 27 | C | 0
44 |  | 0,53mm concealed-fix Klip-Tite™ profile roll formed of SuperGalum® AZ200 coated steel G550 with a GlobalDura® colour coated finish to one side and with a Cool Grey backing coat, fixed through 75mm thick 'Factorylite' insulation (Factorylite insulation elsewhere measured) to steel purlins using KL 700 Plus clips, in strict accordance with the manufacturers instructions | [8 empty] | 1661 |  | 692985 | [12 empty] | 1 | 1 | 6 | 27 | S | 0
44 | 8 | Roof covering with pitch not exceeding 25 degrees | m² | 873 |  | 0 |  |  | 873 |  | 1660 |  | 12196 | [12 empty] | 1 | 1 | 6 | 27 | I | 2
44 |  | 0,53mm SuperGalum® AZ200 coated steel G550 with a GlobalDura® colour coated finish to one side and with Cool Grey backing coat on internal face, fixed to roof sheeting in strict accordance with the manufacturers instructions | [8 empty] | 1662 |  | 692985 | [12 empty] | 1 | 1 | 6 | 27 | S | 0
44 | 9 | Apex flashings 550mm girth (three times bent along length) and notched on site to suit roof profile | m | 88 |  | 0 |  |  | 88 |  | 1663 |  | 693046 | [12 empty] | 1 | 1 | 6 | 27 | I | 1
44 | 10 | Gable Trim (barge flashings) 580mm girth (three times bent along length) | m | 33 |  | 0 |  |  | 33 |  | 1664 |  | 693184 | [12 empty] | 1 | 1 | 6 | 27 | I | 1
44 |  | ROOF AND WALL LINING AND INSULATION (CPAP Work Group No 122) | [8 empty] | 307 |  | 12278 | [12 empty] | 1 | 1 | 6 | 27 | H | 0
44 |  | Isover Saint-Gobain' 75mm Factorylite" White faced insulation laid over purlins at approximately 1800mm centres including white PVC coated galvanised steel straining wires at 300mm centres installed in stict accordance with the manfacturer's instructions | [8 empty] | 308 |  | 41133 | [12 empty] | 1 | 1 | 6 | 27 | S | 0
44 | 11 | 75mm Thick insulation laid taut over purlins (at approximately 1800mm centres), fixed concurrent with roof covering with and including PVC coated galvanised steel straining wires at 300mm centres and tied down top and bottom (after tensioning) with galvanised hoop iron ties | m² | 1 856 |  | 0 |  |  | 1856 |  | 309 |  | 41134 | [12 empty] | 1 | 1 | 6 | 27 | I | 2
|  | Bill Total |  |  |  |  | 0
|  | BILL NO.7 : CARPENTRY AND JOINERY | [23 empty] | 1 | 1 | 7 | 30 | H
46 |  | The Tenderer is referred to the relevant Clause in the separate document Model Preambles for Trades (2008 Edition) as published by the Association of South African Quantity Surveyors and the Supplementary Preambles which are incorporated in these Bills of Quantities | [8 empty] | 310 |  | 12521 | [12 empty] | 1 | 1 | 7 | 30 | C | 0
46 |  | SUPPLEMENTARY PREAMBLES | [8 empty] | 311 |  | 9843 | [12 empty] | 1 | 1 | 7 | 30 | H | 0
46 |  | Proprietary items or materials | [8 empty] | 312 |  | 9843 | [12 empty] | 1 | 1 | 7 | 30 | S | 0
46 |  | Items, materials or methods to be used specified by trade names or catalogue numbers are only an indication of the quality required. Items, materials or methods of similar quality may be used with prior approval from the Architect | [8 empty] | 313 |  | 11302 | [12 empty] | 1 | 1 | 7 | 30 | C | 0
46 |  | Project particular specifications | [8 empty] | 314 |  | 45900 | [12 empty] | 1 | 1 | 7 | 30 | S | 0
46 |  | The specifications particular to this project are included in C3.2 Particular Specifications: Construction Works included in Envelope A Volume 1 of 2 of the tender documents. The Contractor is to take cognisance of them when pricing the relevant items in the Bill of Quantities as no extras arising out of their failure to do so will be entertained | [8 empty] | 315 |  | 45900 | [12 empty] | 1 | 1 | 7 | 30 | C | 0
46 |  | Fixing | [8 empty] | 316 |  | 236300 | [12 empty] | 1 | 1 | 7 | 30 | S | 0
46 |  | Items described as 'nailed' shall be deemed to be fixed with hardened steel nails or pins, or to be shot-pinned, to brickwork or concrete | [8 empty] | 317 |  | 236400 | [12 empty] | 1 | 1 | 7 | 30 | C | 0
46 |  | Items described as 'plugged' shall be deemed to include screwing to fibre, plastic or metal plugs at not exceeding 500mm centres, and where described as 'bolted', the bolts have been given elsewhere | [8 empty] | 318 |  | 236500 | [12 empty] | 1 | 1 | 7 | 30 | C | 0
46 |  | Joinery | [8 empty] | 319 |  | 236600 | [12 empty] | 1 | 1 | 7 | 30 | S | 0
46 |  | Descriptions of frames shall be deemed to include frames, transomes, rails, etc. | [8 empty] | 320 |  | 236700 | [12 empty] | 1 | 1 | 7 | 30 | C | 0
46 |  | Descriptions of hardwood joinery shall be deemed to include sinking and pelleting heads and nuts of bolts | [8 empty] | 321 |  | 236800 | [12 empty] | 1 | 1 | 7 | 30 | C | 0
46 |  | Decorative thermosetting plastic laminate covering | [8 empty] | 322 |  | 236900 | [12 empty] | 1 | 1 | 7 | 30 | S | 0
46 |  | Laminate covering shall be glued under pressure and edge strips of same shall be butt jointed at junctions with adjacent similar finish | [8 empty] | 323 |  | 237000 | [12 empty] | 1 | 1 | 7 | 30 | C | 0
46 |  | General | [8 empty] | 324 |  | 236900 | [12 empty] | 1 | 1 | 7 | 30 | S | 0
46 |  | All glazing to doors or frames is elsewhere measured | [8 empty] | 325 |  | 237000 | [12 empty] | 1 | 1 | 7 | 30 | C | 0
47 |  | All factory doors are to be pre-treated with a linseed oil based transit stabilizing sealer | [8 empty] | 326 |  | 237000 | [12 empty] | 1 | 1 | 7 | 30 | C | 0
47 |  | EAVES, VERGES, ETC | [8 empty] | 333 |  | 244700 | [12 empty] | 1 | 1 | 7 | 30 | H | 0
47 |  | Medium density plain fibre-cement fascias and barge boards | [8 empty] | 334 |  | 247000 | [12 empty] | 1 | 1 | 7 | 30 | S | 0
47 | 1 | 12 x 225mm Fascia board drilled and twice screwed with 12 x 40mm countersunk brass screws at 900mm centres to and including two 32 x 32mm wrought SA Pine stiffener battens between steel rafter or truss ends or purlins along full length of facia, including aluminium fascia jointing plate between boards and aluminium H-profile facia corner joiners at board ends | m | 113 |  | 0 |  |  | 113 |  | 335 |  | 247300 | [12 empty] | 1 | 1 | 7 | 30 | I | 1
47 |  | SKIRTINGS | [8 empty] | 336 |  | 250100 | [12 empty] | 1 | 1 | 7 | 30 | H | 0
47 |  | Wrought meranti | [8 empty] | 337 |  | 250300 | [12 empty] | 1 | 1 | 7 | 30 | S | 0
47 | 2 | 22 x 70mm Hollow backed skirting including 19mm quadrant bead | m | 192 |  | 0 |  |  | 192 |  | 338 |  | 250301 | [12 empty] | 1 | 1 | 7 | 30 | I | 1
47 |  | DOORS | [8 empty] | 339 |  | 251400 | [12 empty] | 1 | 1 | 7 | 30 | H | 0
47 |  | Swartland custon made doors | [8 empty] | 1301 |  | 252500 | [12 empty] | 1 | 1 | 7 | 30 | S | 0
47 | 3 | Cape Culture FLB Soild external double door (Code SD 30) size 1700 x 2050mm high of equal leaves, with meeting styles suitable to swing both internally and externally (door schedule ref D06) | No | 1 |  | 0 |  |  | 1 |  | 1302 |  | 698266 | [12 empty] | 1 | 1 | 7 | 30 | I | N
47 |  | Solid flush doors faced both sides with commercial veneer with two hardwood edges, hung to timber or steel frames | [8 empty] | 346 |  | 255300 | [12 empty] | 1 | 1 | 7 | 30 | S | 0
47 | 4 | 40mm Door size 813 x 2050mm high (door schedule ref D05) | No | 4 |  | 0 |  |  | 4 |  | 1778 |  | 255301 | [12 empty] | 1 | 1 | 7 | 30 | I | N
47 | 5 | 40mm Double door size 1469 x 2350mm high with rebated meeting styles, the one leaf 813mm wide and the other leaf 656mm wide (door schedule ref D08) | No | 1 |  | 0 |  |  | 1 |  | 349 |  | 255301 | [12 empty] | 1 | 1 | 7 | 30 | I | N
47 |  | FRAMED FRAMES ETC | [8 empty] | 352 |  | 258400 | [12 empty] | 1 | 1 | 7 | 30 | H | 0
47 |  | Wrought meranti | [8 empty] | 353 |  | 258600 | [12 empty] | 1 | 1 | 7 | 30 | S | 0
47 | 6 | 75 x 100mm Rebated frames, with galvanised lugs built into brickwork every fifth course | m | 34 |  | 0 |  |  | 34 |  | 354 |  | 258609 | [12 empty] | 1 | 1 | 7 | 30 | I | 1
47 |  | BEADS, ARCHITRAVES, ETC | [8 empty] | 355 |  | 262000 | [12 empty] | 1 | 1 | 7 | 30 | H | 0
47 |  | Wrought meranti | [8 empty] | 356 |  | 262200 | [12 empty] | 1 | 1 | 7 | 30 | S | 0
47 | 7 | 19mm Quadrant beads | m | 65 |  | 0 |  |  | 65 |  | 357 |  | 262208 | [12 empty] | 1 | 1 | 7 | 30 | I | 1
47 | 8 | 38 x 50mm Rebated, splayed and grooved weather boards fixed in and including grooves in doors | m | 2 |  | 0 |  |  | 2 |  | 358 |  | 262216 | [12 empty] | 1 | 1 | 7 | 30 | I | 1
|  | Bill Total |  |  |  |  | 0
|  | BILL NO.8 : CEILINGS PARTITIONS AND ACCESS FLOORING | [23 empty] | 1 | 1 | 8 | 33 | H
49 |  | The Tenderer is referred to the relevant Clause in the separate document Model Preambles for Trades (2008 Edition) as published by the Association of South African Quantity Surveyors and the Supplementary Preambles which are incorporated in these Bills of Quantities | [8 empty] | 369 |  | 13420 | [12 empty] | 1 | 1 | 8 | 33 | C | 0
49 |  | SUPPLEMENTARY PREAMBLES | [8 empty] | 370 |  | 13420 | [12 empty] | 1 | 1 | 8 | 33 | H | 0
49 |  | Proprietary items or materials | [8 empty] | 371 |  | 13420 | [12 empty] | 1 | 1 | 8 | 33 | S | 0
49 |  | Items, materials or methods to be used specified by trade names or catalogue numbers are only an indication of the quality required. Items, materials or methods of similar quality may be used with prior approval from the Architect | [8 empty] | 372 |  | 13420 | [12 empty] | 1 | 1 | 8 | 33 | C | 0
49 |  | Project particular specifications | [8 empty] | 373 |  | 0 | [12 empty] | 1 | 1 | 8 | 33 | S | 0
49 |  | The specifications particular to this project are included in C3.2 Particular Specifications: Construction Works included in Envelope A Volume 1 of 2 of the tender documents. The Contractor is to take cognisance of them when pricing the relevant items in the Bill of Quantities as no extras arising out of their failure to do so will be entertained | [8 empty] | 374 |  | 45900 | [12 empty] | 1 | 1 | 8 | 33 | C | 0
49 |  | Descriptions | [8 empty] | 375 |  | 13420 | [12 empty] | 1 | 1 | 8 | 33 | S | 0
49 |  | Items described as nailed shall be deemed to be fixed with hardened steel nails or pins or shot pinned to brickwork or concrete | [8 empty] | 376 |  | 13420 | [12 empty] | 1 | 1 | 8 | 33 | C | 0
49 |  | Items described as plugged shall be deemed to include screwing to fibre, plastic or metal plugs at not exceeding 600mm centres, and where described as bolted the bolts have been given | [8 empty] | 377 |  | 13420 | [12 empty] | 1 | 1 | 8 | 33 | C | 0
49 |  | Ceiling boards must be stacked on a level surface in a dry place on a timber platform. Boards must be carried on edge | [8 empty] | 378 |  | 13420 | [12 empty] | 1 | 1 | 8 | 33 | C | 0
49 |  | Skimmed ceilings must be plastered the same day that the 'Rhinoboard' has been erected | [8 empty] | 379 |  | 13420 | [12 empty] | 1 | 1 | 8 | 33 | C | 0
49 |  | Electrical light fittings, diffusers, panels, etc. generally are lay-in units of the same dimensions as the suspension grid described and allowance must be made accordingly for their support inclusive of any flexibility in setting out that may be required (ceiling panels have not been deducted and pricing is to take cognisance thereof) | [8 empty] | 380 |  | 13420 | [12 empty] | 1 | 1 | 8 | 33 | C | 0
50 |  | Ceilings | [8 empty] | 381 |  | 13420 | [12 empty] | 1 | 1 | 8 | 33 | S | 0
50 |  | Unless otherwise described ceilings shall be deemed to be horizontal | [8 empty] | 382 |  | 13420 | [12 empty] | 1 | 1 | 8 | 33 | C | 0
50 |  | Steel components | [8 empty] | 386 |  | 13420 | [12 empty] | 1 | 1 | 8 | 33 | S | 0
50 |  | All steel components for ceilings, partitions, etc are to be galvanised in accordance with SANS 121 | [8 empty] | 387 |  | 13420 | [12 empty] | 1 | 1 | 8 | 33 | C | 0
50 |  | SUSPENDED ACOUSTIC PANELS | [8 empty] | 1754 |  | 292100 | [12 empty] | 1 | 1 | 8 | 33 | H | 0
50 |  | SuperTec Acoustic Clouds & Shapes | [8 empty] | 1755 |  | 293400 | [12 empty] | 1 | 1 | 8 | 33 | S | 0
50 | 1 | Glass fiber coustic suspension panel in Ice White colour, size 1200 x 1200 x 40mm thick, suspended with spring mounted hanger kit | No | 8 |  | 0 |  |  | 8 |  | 1756 |  | 293402 | [12 empty] | 1 | 1 | 8 | 33 | I | N
50 |  | SUSPENDED CEILINGS | [8 empty] | 388 |  | 292100 | [12 empty] | 1 | 1 | 8 | 33 | H | 0
50 |  | 600 x 600 x 9mm Thick Pelican Econotile white vinylclad gypsum board ceiling panels with aluminium foil backing laid into Pelican Econogrid aluminium pre-painted exposed tee suspension system including fire safety punch outs, main and cross tees, necessary hangers, grids, etc. | [8 empty] | 389 |  | 293400 | [12 empty] | 1 | 1 | 8 | 33 | S | 0
50 | 2 | Ceilings suspended below steel purlins 1.8 extreme | m² | 29 |  | 0 |  |  | 29 |  | 390 |  | 293402 | [12 empty] | 1 | 1 | 8 | 33 | I | 2
50 | 3 | Donn SM25 25 x 25mm Pre-painted aluminium recessed shadowline wall angle, plugged | m | 23 |  | 0 |  |  | 23 |  | 396 |  | 295600 | [12 empty] | 1 | 1 | 8 | 33 | I | 1
50 |  | FIXED PARTITIONS (CPAP WORK GROUP NO. 138) | [8 empty] | 397 |  | 296420 | [12 empty] | 1 | 1 | 8 | 33 | H | 0
50 |  | Manufacturer's details | [8 empty] | 398 |  | 45550 | [12 empty] | 1 | 1 | 8 | 33 | S | 0
50 |  | Gridnic Agencies | [8 empty] | 399 |  | 45550 | [12 empty] | 1 | 1 | 8 | 33 | C | 0
|  | 2 Voortrekker Road, Mdantsane, East London, South Africa | [8 empty] | 399 |  | 45550 | [12 empty] | 1 | 1 | 8 | 33 | C | 0
|  | Tel: (043) 761 3166 | [8 empty] | 399 |  | 45550 | [12 empty] | 1 | 1 | 8 | 33 | C | 0
|  | Mobile: (082) 900 0890 | [8 empty] | 399 |  | 45550 | [12 empty] | 1 | 1 | 8 | 33 | C | 0
|  | Email: brett@gridnic.co.za | [8 empty] | 399 |  | 45550 | [12 empty] | 1 | 1 | 8 | 33 | C | 0
|  | Web: www.gridnic.co.za | [8 empty] | 399 |  | 45550 | [12 empty] | 1 | 1 | 8 | 33 | C | 0
51 |  | FM Global approved Class 1 fire rated ISOPHEN sandwich panel system comprising 100mm thick POLYPHEN core clad both sides with 0.58mm chromodek frost white (Z-200 zinc substrate) fixed to and including 40 x 100 x 0.58mm chromodek floor channel and 40 x 40 x 0.58mm angles at suitable centres | [8 empty] | 400 |  | 657312 | [12 empty] | 1 | 1 | 8 | 33 | S | 0
51 | 4 | GRIDDOOR single pedestrian door size 800 x 2050mm high, comprising 37mm 15DV Expanded Polystyrene core clad on both sides with 0.5mm chromodek frost white (Z-200 Zinc Substrate) including 50mm GRIDDOOR aluminium (natural annodised) door frame c/w black neoprene doorseal on three sides of frame. Ironmongery elsewhere measured (D07) | No | 1 |  | 0 |  |  | 1 |  | 402 |  | -109 | [12 empty] | 1 | 1 | 8 | 33 | I | N
51 | 5 | GRIDDOOR double pedestrian door size 1500 x 2050mm high, comprising 37mm 15DV Expanded Polystyrene core clad on both sides with 0.5mm chromodek frost white (Z-200 Zinc Substrate) including 50mm GRIDDOOR aluminium (natural annodised) door frame c/w black neoprene doorseal on three sides of frame. Ironmongery elsewhere measured (D03 and D04) | No | 8 |  | 0 |  |  | 8 |  | 403 |  | -109 | [12 empty] | 1 | 1 | 8 | 33 | I | N
51 |  | SOLIDFEEL ACCESS FLOORING | [8 empty] | 406 |  | 45510 | [12 empty] | 1 | 1 | 8 | 33 | H | 0
51 |  | Manufacturer's details | [8 empty] | 407 |  | 45550 | [12 empty] | 1 | 1 | 8 | 33 | S | 0
51 |  | Pentafloor (Pty) Ltd | [8 empty] | 408 |  | 45550 | [12 empty] | 1 | 1 | 8 | 33 | C | 0
|  | 16 4th Street, Wynberg, Johannesburg, South Africa | [8 empty] | 408 |  | 45550 | [12 empty] | 1 | 1 | 8 | 33 | C | 0
|  | Tel: (082) 887 1683 | [8 empty] | 408 |  | 45550 | [12 empty] | 1 | 1 | 8 | 33 | C | 0
|  | Mobile: (082) 603 0319 | [8 empty] | 408 |  | 45550 | [12 empty] | 1 | 1 | 8 | 33 | C | 0
|  | Email: larry@pentafloor.co.za | [8 empty] | 408 |  | 45550 | [12 empty] | 1 | 1 | 8 | 33 | C | 0
|  | Web: www.pentafloor.co.za | [8 empty] | 408 |  | 45550 | [12 empty] | 1 | 1 | 8 | 33 | C | 0
51 |  | Snap Loc Pentafloor "Solidfeel 45" access floor system, supplied by Pentafloor (Pty) Ltd, with a loading capacity of 16.8 Kn/m | [8 empty] | 409 |  | 45550 | [12 empty] | 1 | 1 | 8 | 33 | S | 0
51 | 6 | 600 x 600 x 35mm Modular and interchangeable board panel access flooring on and including supporting grid of understructure components as per manufacturers specification comprising pedestals, pedestal heads, pedestal bases, pedestal gaskets, stringers, stringer gaskets and isotropic panels finished in a high pressure laminate (colour "Grey Starlite - Code 8192") (access flooring to finish 400mm above concrete sub-floor) | m² | 430 | 1545 | 664350 |  |  | 430 |  | 410 |  | 45560 | [12 empty] | 1 | 1 | 8 | 33 | I | 2
51 | 7 | Junctions against walls and columns | m | 147 | 27 | 3969 |  |  | 147 |  | 411 |  | 45590 | [12 empty] | 1 | 1 | 8 | 33 | I | 1
51 | 8 | Hole for not exceeding 50mm external diameter pipe through floor panel including sealing (Provisional) | No | 90 | 54 | 4860 |  |  | 90 |  | 412 |  | 45610 | [12 empty] | 1 | 1 | 8 | 33 | I | N
52 | 9 | Hole for not exceeding 150mm external diameter pipe through floor panel including sealing (Provisional) | No | 21 | 54 | 1134 |  |  | 21 |  | 413 |  | 45610 | [12 empty] | 1 | 1 | 8 | 33 | I | N
52 | 10 | Extra over access flooring for 55% aluminium perforated airflow panel with damper kit installed with Penta 55% perforated panel | No | 144 | 2460 | 354240 |  |  | 144 |  | 414 |  | 45620 | [12 empty] | 1 | 1 | 8 | 33 | I | N
52 | 11 | Extra over access flooring for 281 x 211mm air guard with brush, including cut out | No | 144 | 465 | 66960 |  |  | 144 |  | 415 |  | 45630 | [12 empty] | 1 | 1 | 8 | 33 | I | N
52 | 12 | Supplying, erecting, dismantling and removing from site sample of Penta 1500 access flooring. Sample size approximately 1200 x 1200 x 400mm high | No | 1 |  | 0 |  |  | 1 |  | 1814 |  | 45640 | [12 empty] | 1 | 1 | 8 | 33 | I | N
52 | 13 | Panel lifing device | No | 3 | 840 | 2520 |  |  | 3 |  | 417 |  | 45710 | [12 empty] | 1 | 1 | 8 | 33 | I | N
52 |  | Sundries to raised access flooring | [8 empty] | 429 |  | 45650 | [12 empty] | 1 | 1 | 8 | 33 | S | 0
52 | 14 | Vacuum cleaning the floor void after installation of services | m² | 430 | 52 | 22360 |  |  | 430 |  | 430 |  | 45660 | [12 empty] | 1 | 1 | 8 | 33 | I | 2
52 | 15 | Fire barrier 400mm high between concrete sub-floor and floor panels (2 hour fire rating) (provisional) | m | 5 | 4715 | 23575 |  |  | 5 |  | 431 |  | 45670 | [12 empty] | 1 | 1 | 8 | 33 | I | 1
52 | 16 | Cutting and fitting fire barrier around pipe not exceeding 50mm diameter, including sealing | No | 2 | 52 | 104 |  |  | 2 |  | 432 |  | 45680 | [12 empty] | 1 | 1 | 8 | 33 | I | N
52 | 17 | Cutting and fitting fire barrier around pipe not exceeding 150mm diameter, including sealing | No | 2 | 52 | 104 |  |  | 2 |  | 433 |  | 45680 | [12 empty] | 1 | 1 | 8 | 33 | I | N
52 |  | CORNICES | [8 empty] | 1274 |  | 287000 | [12 empty] | 1 | 1 | 8 | 33 | H | 0
52 |  | Gyproc Rhino plasterboard cornices | [8 empty] | 1275 |  | 44320 | [12 empty] | 1 | 1 | 8 | 33 | S | 0
52 | 18 | 25 x 75mm Coved cornices, plugged | m | 546 |  | 0 |  |  | 546 |  | 1276 |  | 44340 | [12 empty] | 1 | 1 | 8 | 33 | I | 1
|  | Bill Total |  |  |  |  | 1144176
|  | BILL NO.9 : FLOOR COVERINGS | [23 empty] | 1 | 1 | 9 | 36 | H
54 |  | The Tenderer is referred to the relevant Clause in the separate document Model Preambles for Trades (2008 Edition) as published by the Association of South African Quantity Surveyors and the Supplementary Preambles which are incorporated in these Bills of Quantities | [8 empty] | 434 |  | -6 | [12 empty] | 1 | 1 | 9 | 36 | C | 0
54 |  | SUPPLEMENTARY PREAMBLES | [8 empty] | 435 |  | -6 | [12 empty] | 1 | 1 | 9 | 36 | H | 0
54 |  | Proprietary items or materials | [8 empty] | 436 |  | -6 | [12 empty] | 1 | 1 | 9 | 36 | S | 0
54 |  | Items, materials or methods to be used specified by trade names or catalogue numbers are only an indication of the quality required. Items, materials or methods of similar quality may be used with prior approval from the Architect | [8 empty] | 437 |  | -6 | [12 empty] | 1 | 1 | 9 | 36 | C | 0
54 |  | Project particular specifications | [8 empty] | 438 |  | 45900 | [12 empty] | 1 | 1 | 9 | 36 | S | 0
54 |  | The specifications particular to this project are included in C3.2 Particular Specifications: Construction Works included in Envelope A Volume 1 of 2 of the tender documents. The Contractor is to take cognisance of them when pricing the relevant items in the Bill of Quantities as no extras arising out of their failure to do so will be entertained | [8 empty] | 439 |  | 45900 | [12 empty] | 1 | 1 | 9 | 36 | C | 0
54 |  | Adhesives and sealants | [8 empty] | 440 |  | -6 | [12 empty] | 1 | 1 | 9 | 36 | S | 0
54 |  | All adhesives and sealants must meet the TVOC Content Limits outlined in Table IEQ-13.2. The contractor is advised to refer to the particular specifications where the detailed adhesives and sealants requirements are detailed | [8 empty] | 441 |  | -6 | [12 empty] | 1 | 1 | 9 | 36 | C | 0
54 |  | Carpets and floor coverings | [8 empty] | 442 |  | -6 | [12 empty] | 1 | 1 | 9 | 36 | S | 0
54 |  | All carpets and floor coverings must meet the TVOC emissions limits outlined in Table IEQ-13.3. The contractor is advised to refer to the particular specifications where the detailed flooring requirements are detailed | [8 empty] | 443 |  | -6 | [12 empty] | 1 | 1 | 9 | 36 | C | 0
54 |  | SCREEDS, SEALERS, ETC | [8 empty] | 444 |  | 46500 | [12 empty] | 1 | 1 | 9 | 36 | H | 0
54 |  | Prepare surface, prime with BONDiTe and apply mixed LEVELiTe F30 self-levelling compound at a minimum thickness of 0.3mm, all in strict accordance with the manufacturers instructions | [8 empty] | 445 |  | 104793 | [12 empty] | 1 | 1 | 9 | 36 | S | 0
54 | 1 | On screeded floors | m² | 347 |  | 0 |  |  | 347 |  | 446 |  | 46510 | [12 empty] | 1 | 1 | 9 | 36 | I | 2
55 |  | Prepare surface and apply two coats VAPORiTE +Plus moisture barrier, all in strict accordance with the manufacturers instructions | [8 empty] | 447 |  | 104793 | [12 empty] | 1 | 1 | 9 | 36 | S | 0
55 | 2 | On screeded floors | m² | 347 |  | 0 |  |  | 347 |  | 448 |  | 46510 | [12 empty] | 1 | 1 | 9 | 36 | I | 2
55 |  | FLOOR COVERINGS | [8 empty] | 449 |  | 306320 | [12 empty] | 1 | 1 | 9 | 36 | H | 0
55 |  | 2mm Palettone SD directional static dissipative flexible PVC sheet flooring fixed with Polyflor approved adhesive and joints welded with a fully flexible coloured welding rod to produce hygienic continuous finished surface laid over and including an earthed grid of aluminium tape in No.27 conductive acrylic adhesive | [8 empty] | 450 |  | 45900 | [12 empty] | 1 | 1 | 9 | 36 | S | 0
55 | 3 | On floors | m² | 347 |  | 0 |  |  | 347 |  | 451 |  | 45901 | [12 empty] | 1 | 1 | 9 | 36 | I | 2
55 |  | 7.5mm Belgotex Berber Point 920 with NexBac underlay, fixed to manufacturers specification | [8 empty] | 1288 |  | 307900 | [12 empty] | 1 | 1 | 9 | 36 | S | 0
55 | 4 | On floors | m² | 30 |  | 0 |  |  | 30 |  | 1289 |  | 307901 | [12 empty] | 1 | 1 | 9 | 36 | I | 2
55 |  | SKIRTINGS, NOSINGS, ETC | [8 empty] | 1806 |  | 46310 | [12 empty] | 1 | 1 | 9 | 36 | H | 0
55 |  | Kirk Marketing M-Trims | [8 empty] | 1807 |  | 46320 | [12 empty] | 1 | 1 | 9 | 36 | S | 0
55 | 5 | 8mm Code AEC080 N Aluminium end cover strips | m | 10 |  | 0 |  |  | 10 |  | 1809 |  | 46420 | [12 empty] | 1 | 1 | 9 | 36 | I | 1
55 | 6 | 10 x 70 x 16mm Code STRC100 Stainless steel transition ramp cover strips fixed to concrete | m | 2 |  | 0 |  |  | 2 |  | 1810 |  | 46420 | [12 empty] | 1 | 1 | 9 | 36 | I | 1
55 | 7 | 30mm Code ATC300 Aluminium transition cover strips fixed to concrete | m | 29 |  | 0 |  |  | 29 |  | 1808 |  | 46420 | [12 empty] | 1 | 1 | 9 | 36 | I | 1
|  | Bill Total |  |  |  |  | 0
|  | BILL NO.10 : IRONMONGERY | [23 empty] | 1 | 1 | 10 | 39 | H
57 |  | The Tenderer is referred to the relevant Clause in the separate document Model Preambles for Trades (2008 Edition) as published by the Association of South African Quantity Surveyors and the Supplementary Preambles which are incorporated in these Bills of Quantities | [8 empty] | 453 |  | 15444 | [12 empty] | 1 | 1 | 10 | 39 | C | 0
57 |  | SUPPLEMENTARY PREAMBLES | [8 empty] | 454 |  | 15444 | [12 empty] | 1 | 1 | 10 | 39 | H | 0
57 |  | Proprietary items or materials | [8 empty] | 455 |  | 15444 | [12 empty] | 1 | 1 | 10 | 39 | S | 0
57 |  | Items, materials or methods to be used specified by trade names or catalogue numbers are only an indication of the quality required. Items, materials or methods of similar quality may be used with prior approval from the Architect | [8 empty] | 456 |  | 15444 | [12 empty] | 1 | 1 | 10 | 39 | C | 0
57 |  | Project particular specifications | [8 empty] | 457 |  | 45900 | [12 empty] | 1 | 1 | 10 | 39 | S | 0
57 |  | The specifications particular to this project are included in C3.2 Particular Specifications: Construction Works included in Envelope A Volume 1 of 2 of the tender documents. The Contractor is to take cognisance of them when pricing the relevant items in the Bill of Quantities as no extras arising out of their failure to do so will be entertained | [8 empty] | 458 |  | 45900 | [12 empty] | 1 | 1 | 10 | 39 | C | 0
57 |  | Finishes to ironmongery | [8 empty] | 459 |  | 14688 | [12 empty] | 1 | 1 | 10 | 39 | S | 0
57 |  | Where applicable finishes to ironmongery are indicated by suffixes in accordance with the following list: BS Satin bronze lacquered : CH Chromium plated : SC Satin chromium plated : SE Silver enamelled : GE Grey enamelled : AS Anodised silver : AB Anodised bronze : AG Anodised gold : ABL Anodised black : PB Polished brass : PL Polished and lacquered : PT Epoxy coated. | [8 empty] | 460 |  | 14689 | [12 empty] | 1 | 1 | 10 | 39 | C | 0
58 |  | Master keying, labelling, etc. | [8 empty] | 461 |  | 14686 | [12 empty] | 1 | 1 | 10 | 39 | S | 0
58 |  | GGMK cylinders to form part of masterkey system for the ELIDZ. All cylinders and padlocks to be supplied under the commercial building master "GGMK" Key Control. (ELIDZ/GCP/New Building (Bushveld). Sample to be provided of code stamped on the cylinder and keys. To simplify i.e. ELISZ/GCP/eg. IW9 001, 002 etc and approved by Gary Whittaker. ELIDZ will require that 7 extra cylinders (Per Factory) be supplied under the Contract and these to be kept as spare cylinders In the ELIDZ Key Control Room. 2 x KK - key both sides, 3 x K/KB - key one side with knob turn on the other side. 2 x half cylinder is key one side only. (measured under attic stock) Labelling: All Keys To Be Labelled/Tagged Separately And Include The Following: Door number - "D 001" Description - "Workshop Entrance" Key Number - "ELIDZ/GCP/IW9 001" 3 Keys to be supplied per cylinder. 2 x for Tenant. 1 x for key room/cabinet | [8 empty] | 462 |  | 14689 | [12 empty] | 1 | 1 | 10 | 39 | C | 0
58 |  | PRIME COST AMOUNTS | [8 empty] | 1779 |  | 619900 | [12 empty] | 1 | 1 | 10 | 39 | H | 0
58 |  | Supply only of Ironmongery locksets etc. | [8 empty] | 1780 |  | 622100 | [12 empty] | 1 | 1 | 10 | 39 | S | 0
58 | 1 | Provide the prime cost amount of R 150 000 (One Hundred and Fifty Thousand Rand) for supplying of various ironmongery items from various suppliers during the duration of the Construction period | Item |  |  | 0 |  |  | 1 |  | 1781 |  | 622200 | [12 empty] | 1 | 1 | 10 | 39 | I | I
58 | 2 | Allow for taking delivery and storing of ironmongery (fixing elsewhere) | Item | 1 |  | 0 |  |  | 1 |  | 1782 |  | 622300 | [12 empty] | 1 | 1 | 10 | 39 | I | I
58 | 3 | Profit | Item | 1 |  | 0 |  |  | 1 |  | 1783 |  | 622400 | [12 empty] | 1 | 1 | 10 | 39 | I | I
58 |  | FIXING OF IRONMONGERY (COVERED ELSEWHERE BY PRIME COST AMOUNTS) | [8 empty] | 1784 |  | 619900 | [12 empty] | 1 | 1 | 10 | 39 | H | 0
58 |  | Fixing of ironmongery items, in accordance with manufacturers specification (measured per item to be fitted) | [8 empty] | 1785 |  | 622500 | [12 empty] | 1 | 1 | 10 | 39 | S | 0
58 | 4 | Removing existing door lockset, including furniture, from timber doors and frames | No | 27 |  | 0 |  |  | 27 |  | 1796 |  | 623300 | [12 empty] | 1 | 1 | 10 | 39 | I | N
58 | 5 | Removing existing door lockset, including furniture, from aluminium doors and frames | No | 9 |  | 0 |  |  | 9 |  | 1797 |  | 623300 | [12 empty] | 1 | 1 | 10 | 39 | I | N
58 | 6 | Fitting door lockset, including furniture, to single timber doors and frames where lock previously removed | No | 26 |  | 0 |  |  | 26 |  | 1798 |  | 623300 | [12 empty] | 1 | 1 | 10 | 39 | I | N
58 | 7 | Fitting door lockset, including furniture, to double timber doors and frames where lock previously removed | No | 1 |  | 0 |  |  | 1 |  | 1799 |  | 623300 | [12 empty] | 1 | 1 | 10 | 39 | I | N
58 | 8 | Fitting door lockset, including furniture, to double aluminium doors and frames where lock previously removed | No | 9 |  | 0 |  |  | 9 |  | 1800 |  | 623300 | [12 empty] | 1 | 1 | 10 | 39 | I | N
59 | 9 | Fitting door lockset, including furniture, to single timber doors and frames (D05) | No | 4 |  | 0 |  |  | 4 |  | 1787 |  | 623300 | [12 empty] | 1 | 1 | 10 | 39 | I | N
59 | 10 | Fitting door lockset, including furniture, to single Composite steel door and frame (D07) | No | 1 |  | 0 |  |  | 1 |  | 1794 |  | 623300 | [12 empty] | 1 | 1 | 10 | 39 | I | N
59 | 11 | Fitting door lockset, including furniture, to double timber doors and frames (D06, D08) | No | 2 |  | 0 |  |  | 2 |  | 1793 |  | 623300 | [12 empty] | 1 | 1 | 10 | 39 | I | N
59 | 12 | Fitting door lockset, including furniture, to double Composite steel door and frame (D03, D04) | No | 8 |  | 0 |  |  | 8 |  | 1795 |  | 623300 | [12 empty] | 1 | 1 | 10 | 39 | I | N
59 | 13 | Fitting door closer, including parallel arm brackets, slide channel, etc. to timber doors and frames (provisional) | No | 10 |  | 0 |  |  | 10 |  | 1791 |  | 623300 | [12 empty] | 1 | 1 | 10 | 39 | I | N
59 | 14 | Fitting sundry door furniture (hinges, flush bolts, cabin hook and eye, roller bolts, door stops, coat hooks, push or kick plates, pull handles, etc.) to timber doors and frames (provisional) | No | 48 |  | 0 |  |  | 48 |  | 1789 |  | 624000 | [12 empty] | 1 | 1 | 10 | 39 | I | N
59 | 15 | Fitting sundry door furniture (hinges, flush bolts, cabin hook and eye, roller bolts, door stops, coat hooks, push or kick plates, pull handles, etc.) to Composite steel doors and frames (provisional) | No | 72 |  | 0 |  |  | 72 |  | 1801 |  | 624000 | [12 empty] | 1 | 1 | 10 | 39 | I | N
59 | 16 | Fitting sundry bathroom fittings (soap dispenser, toilet roll holder, towel dispenser, waste bins, grab rails, etc.) to brick walls (provisional) | No | 10 |  | 0 |  |  | 10 |  | 1790 |  | 624600 | [12 empty] | 1 | 1 | 10 | 39 | I | N
59 | 17 | Fiting signage plates screwed to timber doors or pluged to brick walls | No | 20 |  | 0 |  |  | 20 |  | 1792 |  | 624600 | [12 empty] | 1 | 1 | 10 | 39 | I | N
59 |  | SUNDRIES | [8 empty] | 529 |  | 15114 | [12 empty] | 1 | 1 | 10 | 39 | H | 0
59 |  | Sundries | [8 empty] | 530 |  | 15096 | [12 empty] | 1 | 1 | 10 | 39 | S | 0
59 | 18 | 6mm Diameter steel dowel 100mm long in and including mortice in timber and brickwork or concrete | No | 12 |  | 0 |  |  | 12 |  | 531 |  | 15117 | [12 empty] | 1 | 1 | 10 | 39 | I | N
|  | Bill Total |  |  |  |  | 0
|  | BILL NO.11 : STRUCTURAL STEELWORK | [23 empty] | 1 | 1 | 11 | 42 | H
61 |  | The Tenderer is referred to the relevant Clause in the separate document Model Preambles for Trades (2008 Edition) as published by the Association of South African Quantity Surveyors and the Supplementary Preambles which are incorporated in these Bills of Quantities | [8 empty] | 541 |  | 339450 | [12 empty] | 1 | 1 | 11 | 42 | C | 0
61 |  | SUPPLEMENTARY PREAMBLES | [8 empty] | 542 |  | 339300 | [12 empty] | 1 | 1 | 11 | 42 | H | 0
61 |  | Proprietary items or materials | [8 empty] | 543 |  | 0 | [12 empty] | 1 | 1 | 11 | 42 | S | 0
61 |  | Items, materials or methods to be used specified by trade names or catalogue numbers are only an indication of the quality required. Items, materials or methods of similar quality may be used with prior approval from the Architect and Engineer | [8 empty] | 544 |  | 0 | [12 empty] | 1 | 1 | 11 | 42 | C | 0
61 |  | Project particular specifications | [8 empty] | 545 |  | 45900 | [12 empty] | 1 | 1 | 11 | 42 | S | 0
61 |  | The specifications particular to this project are included in C3.2 Particular Specifications: Construction Works included in Envelope A Volume 1 of 2 of the tender documents. The Contractor is to take cognisance of them when pricing the relevant items in the Bill of Quantities as no extras arising out of their failure to do so will be entertained | [8 empty] | 546 |  | 45900 | [12 empty] | 1 | 1 | 11 | 42 | C | 0
61 |  | National treasury designated sectors instruction number 15 of 2016/2017 | [8 empty] | 547 |  | 45900 | [12 empty] | 1 | 1 | 11 | 42 | S | 0
61 |  | Only locally produced or locally manufactured steel products and components for construction with a stipulated mimimum threshold of 100 percent for local production and content will be condidered in accordance with National treasury designated sectors instruction number 15 of 2016/2017 | [8 empty] | 548 |  | 45900 | [12 empty] | 1 | 1 | 11 | 42 | C | 0
61 |  | Descriptions | [8 empty] | 549 |  | 339400 | [12 empty] | 1 | 1 | 11 | 42 | S | 0
61 |  | Descriptions of bolts shall be deemed to include nuts and washers | [8 empty] | 550 |  | 339450 | [12 empty] | 1 | 1 | 11 | 42 | C | 0
61 |  | Descriptions of columns and beams shall be deemed to include flat section base, top, bearer and connection plates | [8 empty] | 551 |  | 339500 | [12 empty] | 1 | 1 | 11 | 42 | C | 0
61 |  | Descriptions of L-shaped and U-shaped anchor bolts shall be deemed to include bending, threading, nuts and washers and embedding in concrete | [8 empty] | 552 |  | 339500 | [12 empty] | 1 | 1 | 11 | 42 | C | 0
61 |  | Descriptions of expansion anchors and bolts and chemical anchors and bolts shall be deemed to include nuts, washers and mortices in brickwork or concrete | [8 empty] | 553 |  | 339600 | [12 empty] | 1 | 1 | 11 | 42 | C | 0
62 |  | All structural steelwork to be fabricated in accordance with SANS 14713 Part 2. Dimensions and levels to be verified on site prior to manufacture. Any discrepancies found during site measure to be reported to and resolved by the Engineer prior to manufacture. All structural steel elements must be inspected by the Engineer prior to transporting to site. All bolts must be grade 8.8 unless otherwise specified by the Engineer | [8 empty] | 554 |  | 0 | [12 empty] | 1 | 1 | 11 | 42 | C | 0
62 |  | All welds to be with E700XX electrodes, according to AWS or similar approved by the Engineer. All hot rolled structural steel members to be grade S355JR and plates to be grade 300WA. Purlins and girts to be pre-galvanised, unless otherwise described | [8 empty] | 555 |  | 0 | [12 empty] | 1 | 1 | 11 | 42 | C | 0
62 |  | All structural steelwork inclusive of bolts, nuts, washers, plates, connections, etc., other than purlins & girts to be hot dipped galvanised in accordance with SANS 121 or ISO 1461 | [8 empty] | 556 |  | 0 | [12 empty] | 1 | 1 | 11 | 42 | C | 0
62 |  | All hot dipped members to be drilled, cut, welded, etc., prior to galvanising | [8 empty] | 557 |  | 0 | [12 empty] | 1 | 1 | 11 | 42 | C | 0
62 |  | Prices to include for preparation of shop drawings for approval of the Engineer prior to manufacture. A minimum of 7 days must be allowed for checking of shop drawings | [8 empty] | 558 |  | 0 | [12 empty] | 1 | 1 | 11 | 42 | C | 0
62 |  | Prices to include for fabrication, cutting, drilling, bending, welding, etc., delivery to site, and hoisting up and erecting into position | [8 empty] | 559 |  | 0 | [12 empty] | 1 | 1 | 11 | 42 | C | 0
62 |  | Steel mass will be calculated according to the tables issued by the SA Institute of Steel Construction | [8 empty] | 560 |  | 0 | [12 empty] | 1 | 1 | 11 | 42 | C | 0
62 |  | GALVANISED STEEL COLUMNS AND BEAMS | [8 empty] | 561 |  | 49070 | [12 empty] | 1 | 1 | 11 | 42 | H | 0
62 |  | Hot dipped galvanised members | [8 empty] | 562 |  | 0 | [12 empty] | 1 | 1 | 11 | 42 | S | 0
62 | 1 | UB 254 x 146 x 31 kg/m Universal column | Tonnes | 2.4 |  | 0 |  |  | 2.4 |  | 565 |  | 49190 | [12 empty] | 1 | 1 | 11 | 42 | I | T
62 | 2 | Plates, angles, cleats, brackets, connections, bolts (grade 8.8), washers, etc | Tonnes | 0.36 |  | 0 |  |  | 0.36 |  | 567 |  | 0 | [12 empty] | 1 | 1 | 11 | 42 | I | T
62 |  | GALVANISED STEEL PURLINS, GIRTS, BRACING, ETC | [8 empty] | 568 |  | 161343 | [12 empty] | 1 | 1 | 11 | 42 | H | 0
62 |  | Pre-galvanised members | [8 empty] | 569 |  | 0 | [12 empty] | 1 | 1 | 11 | 42 | S | 0
62 | 3 | 175 x 75 x 20 x 2,5mm Cold formed lipped channel purlins (pre-punched) | Tonnes | 5.07 |  | 0 |  |  | 5.07 |  | 570 |  | 49190 | [12 empty] | 1 | 1 | 11 | 42 | I | T
62 |  | Hot dipped galvanised members | [8 empty] | 573 |  | 0 | [12 empty] | 1 | 1 | 11 | 42 | S | 0
62 | 4 | CHS 114 x 4mm Circular hollow section struts | Tonnes | 1.11 |  | 0 |  |  | 1.11 |  | 574 |  | 49190 | [12 empty] | 1 | 1 | 11 | 42 | I | T
62 | 5 | 70 x 70 x 6mm Angle section bracing | Tonnes | 0.54 |  | 0 |  |  | 0.54 |  | 578 |  | 49190 | [12 empty] | 1 | 1 | 11 | 42 | I | T
62 | 6 | 50 x 50 x 4mm Angle section bracing in sag angles | Tonnes | 0.34 |  | 0 |  |  | 0.34 |  | 1296 |  | 49190 | [12 empty] | 1 | 1 | 11 | 42 | I | T
63 | 7 | 50 x 50 x 4mm Angle section bracing in knee bracing | Tonnes | 0.1 |  | 0 |  |  | 0.1 |  | 1477 |  | 49190 | [12 empty] | 1 | 1 | 11 | 42 | I | T
63 | 8 | UB 305 x 102 x 33 kg/m Rafters beams | Tonnes | 5.57 |  | 0 |  |  | 5.57 |  | 580 |  | 49190 | [12 empty] | 1 | 1 | 11 | 42 | I | T
63 | 9 | Plates, angles, cleats, brackets, connections, bolts (grade 8.8), washers, etc. | Tonnes | 1.16 |  | 0 |  |  | 1.16 |  | 582 |  | 0 | [12 empty] | 1 | 1 | 11 | 42 | I | T
63 |  | Hot dipped galvanised holding down bolts, etc. | [8 empty] | 587 |  | 0 | [12 empty] | 1 | 1 | 11 | 42 | S | 0
63 | 10 | 16mm Diameter threaded rod in sag rods, complete with nuts and washers | m | 65 |  | 0 |  |  | 65 |  | 1478 |  | 0 | [12 empty] | 1 | 1 | 11 | 42 | I | 1
63 | 11 | M20 Stud anchor 350mm long as holding down bolt (grade 8.8 threaded bar) complete with two nuts and two washers | No | 80 |  | 0 |  |  | 80 |  | 588 |  | 0 | [12 empty] | 1 | 1 | 11 | 42 | I | N
63 | 12 | Drill or core 28mm hole in exact position into top of reinforced concrete slab for a depth of 200mm, remove all dust and water from hole by blowing out with high pressure air hose, and grout M20 holding down bolt into place using Hilti RE-100 Epoxy in strict accordance with product specifications | No | 80 |  | 0 |  |  | 80 |  | 589 |  | 0 | [12 empty] | 1 | 1 | 11 | 42 | I | N
63 | 13 | Drill or core 30mm hole into top of reinforced concrete base for a depth of 200mm, remove all dust and water from hole by blowing out with high pressure air hose, and grout Y25 bar reinforcement into place using Hilti HIT-HY 150 Epoxy in strict accordance with product specifications | No | 28 |  | 0 |  |  | 28 |  | 1297 |  | 0 | [12 empty] | 1 | 1 | 11 | 42 | I | N
|  | Bill Total |  |  |  |  | 0
|  | BILL NO.12 : METALWORK | [23 empty] | 1 | 1 | 12 | 45 | H
65 |  | The Tenderer is referred to the relevant Clause in the separate document Model Preambles for Trades (2008 Edition) as published by the Association of South African Quantity Surveyors and the Supplementary Preambles which are incorporated in these Bills of Quantities | [8 empty] | 595 |  | 15444 | [12 empty] | 1 | 1 | 12 | 45 | C | 0
65 |  | SUPPLEMENTARY PREAMBLES | [8 empty] | 596 |  | 15444 | [12 empty] | 1 | 1 | 12 | 45 | H | 0
65 |  | Proprietary items or materials | [8 empty] | 597 |  | 15444 | [12 empty] | 1 | 1 | 12 | 45 | S | 0
65 |  | Items, materials or methods to be used specified by trade names or catalogue numbers are only an indication of the quality required. Items, materials or methods of similar quality may be used with prior approval from the Architect | [8 empty] | 598 |  | 15444 | [12 empty] | 1 | 1 | 12 | 45 | C | 0
65 |  | Project particular specifications | [8 empty] | 599 |  | 45900 | [12 empty] | 1 | 1 | 12 | 45 | S | 0
65 |  | The specifications particular to this project are included in C3.2 Particular Specifications: Construction Works included in Envelope A Volume 1 of 2 of the tender documents. The Contractor is to take cognisance of them when pricing the relevant items in the Bill of Quantities as no extras arising out of their failure to do so will be entertained | [8 empty] | 600 |  | 45900 | [12 empty] | 1 | 1 | 12 | 45 | C | 0
65 |  | Descriptions of bolts, anchors, etc | [8 empty] | 601 |  | 49510 | [12 empty] | 1 | 1 | 12 | 45 | S | 0
65 |  | Descriptions of bolts shall be deemed to include nuts and washers | [8 empty] | 602 |  | 15444 | [12 empty] | 1 | 1 | 12 | 45 | C | 0
65 |  | Descriptions of expansion anchors and bolts and chemical anchors and bolts shall be deemed to include nuts, washers and mortices in brickwork or concrete | [8 empty] | 603 |  | 15444 | [12 empty] | 1 | 1 | 12 | 45 | C | 0
65 |  | Metalwork described as holed for bolt(s) shall be deemed to exclude the bolts unless otherwise described | [8 empty] | 604 |  | 15444 | [12 empty] | 1 | 1 | 12 | 45 | C | 0
65 |  | Items described as plugged shall be deemed to include screwing to fibre, plastic or metal plugs at not exceeding 600mm centres | [8 empty] | 605 |  | 49550 | [12 empty] | 1 | 1 | 12 | 45 | C | 0
65 |  | Glazed aluminium works | [8 empty] | 606 |  | 354600 | [12 empty] | 1 | 1 | 12 | 45 | S | 0
65 |  | All aluminium glazed doors, windows, curtain walls and louvred doors and panels that are purpose / custom made are to be manufactured as per manufacturers specifications all in accordance with AAMSA, SAGA, NBR and SABS regulation | [8 empty] | 607 |  | 354700 | [12 empty] | 1 | 1 | 12 | 45 | C | 0
65 |  | Aluminium frames are not to be built in, but must be installed in openings prepared by the contractor | [8 empty] | 608 |  | 354700 | [12 empty] | 1 | 1 | 12 | 45 | C | 0
66 |  | The contractor is to inform the aluminium manufacturer as to when the openings are ready for measurement. All dimensions are to be checked and verified on site prior to manufacture | [8 empty] | 609 |  | 354700 | [12 empty] | 1 | 1 | 12 | 45 | C | 0
66 |  | As far as possible, all glazed aluminium doors and windows are to be factory glazed and wrapped in protective plastic tape | [8 empty] | 610 |  | 354700 | [12 empty] | 1 | 1 | 12 | 45 | C | 0
66 |  | After installation the contractor is to take all necessary measures to protect the aluminium units from any on site damage, including scratched glass and mortar stained aluminium frames. Any and all damageed units are to be replaced at the contractors cost | [8 empty] | 611 |  | 354700 | [12 empty] | 1 | 1 | 12 | 45 | C | 0
66 |  | Curtain wall design is to be as per AGI sheerline design, endorsed by AGI solutions (Pty) Ltd | [8 empty] | 612 |  | 354700 | [12 empty] | 1 | 1 | 12 | 45 | C | 0
66 |  | All glazing to be in strict accordance with SAGA regulations and illustrate the appropriate mark to confirm type of glass used i.e. toughened glass | [8 empty] | 613 |  | 354700 | [12 empty] | 1 | 1 | 12 | 45 | C | 0
66 |  | Surfaces to receive powder coating are to be supplied by the manufacturer, complying with SANS 999:2013 | [8 empty] | 614 |  | 354700 | [12 empty] | 1 | 1 | 12 | 45 | C | 0
66 |  | Ironmongery to aluminium louvre doors, sliding folding doors and shopfronts | [8 empty] | 615 |  | 354600 | [12 empty] | 1 | 1 | 12 | 45 | S | 0
66 |  | Ironmongery items in the descriptions below refer to Dormakaba product codes and specifications | [8 empty] | 616 |  | 354700 | [12 empty] | 1 | 1 | 12 | 45 | C | 0
66 |  | All cylinders and padlocks to be supplied under the commercial building master "GGMK" as per the key control schedule | [8 empty] | 617 |  | 355400 | [12 empty] | 1 | 1 | 12 | 45 | C | 0
66 |  | Sample labelling is to be provided of codes stamped on the cylinder and keys, for client approval | [8 empty] | 618 |  | 355400 | [12 empty] | 1 | 1 | 12 | 45 | C | 0
66 |  | All keys to be labelled / tagged separately and to include the door number, description and key number | [8 empty] | 619 |  | 355400 | [12 empty] | 1 | 1 | 12 | 45 | C | 0
66 |  | Three keys to be provided per cylinder | [8 empty] | 620 |  | 355400 | [12 empty] | 1 | 1 | 12 | 45 | C | 0
66 |  | ALUMINIUM WINDOWS, DOORS, ETC. (CPAP WORK GROUP NO. 149) | [8 empty] | 638 |  | 395200 | [12 empty] | 1 | 1 | 12 | 45 | H | 0
66 |  | Glazed aluminium powder coated casement windows as per appended window schedules, of Wispeco Casement 30.5 system, complete with subframes, ironmongery, glass, sealing, etc. and fixing to brickwork, concrete or steel support members all in accordance with manufacturer's specification | [8 empty] | 639 |  | 658578 | [12 empty] | 1 | 1 | 12 | 45 | S | 0
66 | 1 | Purpose made window unit 1600 x 600mm high overall, including one top hung casement sash 600 x 600mm high and one fixed pane 1000 x 600mm high, glazed in 6.38mm PG SmartGlass SolarShield S20 Gey laminated reflective coated safety glass (W01) | No | 6 |  | 0 |  |  | 6 |  | 640 |  | 658579 | [12 empty] | 1 | 1 | 12 | 45 | I | N
67 |  | Glazed aluminium powder coated shopfronts as per appended door schedules, of Clip 44 system formed of closed frame sections complete with sub frames, ironmongery, glass, sealing, etc. and fixing to brickwork, concrete or steel support members all in accordance with manufacturer's specification | [8 empty] | 656 |  | 398300 | [12 empty] | 1 | 1 | 12 | 45 | S | 0
67 | 2 | Purpose made shopfront, 1690 x 2200mm high with one double door 1590 x 2150mm high, complete with ironmongery comprising two 2150mm aluminium sinkless hinges (5050), non hold open Cam action slide channel door closer (TS92B-SL), two 400 x 30mm offset tubular pull handle BTB (DPH206BTB), grand master keyed 65mm knob cylinder (CISA 0G302-10-12), round cylinder escatcheon (DCE-002 SS), two Alufab 150mm anodised aluminium flush bolts (M1519N), 600mm Alufab extension rod (H469), dust proof strike (DPS-SS-032), CISA anti thrust mortice nightlatch with holdback snib (55250 57 20), floor mounted door stop (DDS-SS-017), glazed in 6.38mm Clear standard strength laminated safety glass (D-01) | No | 1 |  | 0 |  |  | 1 |  | 1294 |  | 398302 | [12 empty] | 1 | 1 | 12 | 45 | I | N
67 | 3 | Purpose made single door, 900 x 2125mm high, complete with ironmongery comprising three Alufab 200mm sinkless hinges (2040), lever handle on rose with cylinder escatcheons (CR003 Cyl SS), cylinder sash lock (D036S SS), grand master keyed 65mm knob cylinder (CISA 0G302-10-12), wall buffer (DDH-SS-020), glazed in 6.38mm Clear standard strength laminated safety glass (D-02) | No | 1 |  | 0 |  |  | 1 |  | 1295 |  | 398302 | [12 empty] | 1 | 1 | 12 | 45 | I | N
67 |  | SPECIALIST BURGLAR BARS | [8 empty] | 669 |  | 406400 | [12 empty] | 1 | 1 | 12 | 45 | H | 0
67 |  | InvisiBars transparent security window barrier fixed to aluminium window frames | [8 empty] | 670 |  | 406500 | [12 empty] | 1 | 1 | 12 | 45 | S | 0
67 | 4 | 6 x 30mm Clear polycarbonate burglar bar 600mm long fixed in two places directly into aluminium frame over opening section with stainless steel pop rivets and polyethylene cover caps | No | 18 |  | 0 |  |  | 18 |  | 675 |  | 406600 | [12 empty] | 1 | 1 | 12 | 45 | I | N
67 |  | STEEL ROLLER SHUTTERS ETC | [8 empty] | 676 |  | 16125 | [12 empty] | 1 | 1 | 12 | 45 | H | 0
67 |  | Serranda galvanised steel roller shutters as per appended door schedules, with 0.6 x 75mm interlocked slats (14kg/m²) with nylon endlocks, aluminium T-bar with neoprene strip, side guides, canopy cover, etc. fixed to brickwork, concrete or steel support members all in accordance with manufacturer's specification | [8 empty] | 677 |  | 404600 | [12 empty] | 1 | 1 | 12 | 45 | S | 0
67 | 5 | Chain operated slatted roller shutter for 2100 x 2100mm high opening, with 75mm side guides and 530mm square dust canopy cover (RSD1) | No | 2 |  | 0 |  |  | 2 |  | 679 |  | 404602 | [12 empty] | 1 | 1 | 12 | 45 | I | N
68 | 6 | Chain operated slatted roller shutter for 2400 x 2100mm high opening, with 75mm side guides and 530mm square dust canopy cover (RSD2) | No | 1 |  | 0 |  |  | 1 |  | 1293 |  | 404602 | [12 empty] | 1 | 1 | 12 | 45 | I | N
68 |  | GALVANISED HANDRAILS, BALUSTRADES, ETC. | [8 empty] | 680 |  | 348500 | [12 empty] | 1 | 1 | 12 | 45 | H | 0
68 |  | Mentis Africa or equally approved balustrades | [8 empty] | 681 |  | 15512 | [12 empty] | 1 | 1 | 12 | 45 | S | 0
68 | 7 | Inter-link pre-galvanised mild steel ball & tube type horizontal balustrading 1000mm high of 30mm Ø tubular continuous top and bottom rails and 40mm Ø tubular stanchion posts at centres shown on architects details (approximately 1000mm centres) set into concrete in 65mm deep coredrilled sleeve with Sika Dura-AP Epoxy paste adhesive and with 80mm Ø x 3mm floor flange post surround | m | 60 |  | 0 |  |  | 60 |  | 683 |  | 657941 | [12 empty] | 1 | 1 | 12 | 45 | I | 1
68 | 8 | Extra over balustrade system for 90 degree junction (corner) between horizontal balustrade sections | No | 2 |  | 0 |  |  | 2 |  | 685 |  | 351100 | [12 empty] | 1 | 1 | 12 | 45 | I | N
68 | 9 | Extra over balustrade system for end abutment against wall to horizontal balustrade | No | 2 |  | 0 |  |  | 2 |  | 687 |  | 351100 | [12 empty] | 1 | 1 | 12 | 45 | I | N
68 |  | GALVANISED STEEL GATES, SCREENS, ETC | [8 empty] | 701 |  | 373600 | [12 empty] | 1 | 1 | 12 | 45 | H | 0
68 |  | Purpose made hot dip galvanised after fabrication mild steel framed and welded cage, including all welding, cutting, drilling and grinding smooth | [8 empty] | 702 |  | 373700 | [12 empty] | 1 | 1 | 12 | 45 | S | 0
68 |  | Refer to drawing number DC-AR-1737 (Rev 00), appended to these bills of quantities | [8 empty] | 703 |  | 15512 | [12 empty] | 1 | 1 | 12 | 45 | C | 0
68 | 10 | Screen cage 2400 x 1800mm high of 50 x 50 x 3mm angle iron top rail, bottom rail and vertical rails (4 No), filled in with 50 x 50 x 3mm weldmesh screening fixed between members | No | 10 |  | 0 |  |  | 10 |  | 704 |  | 375200 | [12 empty] | 1 | 1 | 12 | 45 | I | N
68 | 11 | Screen cage 1000 x 1800mm high of 50 x 50 x 3mm angle iron top rail, bottom rail and vertical rails (2 No), filled in with 50 x 50 x 3mm weldmesh screening fixed between members | No | 5 |  | 0 |  |  | 5 |  | 1802 |  | 375200 | [12 empty] | 1 | 1 | 12 | 45 | I | N
68 | 12 | 100 x 100mm x 3mm Hollow section post 1800mm long, including closed end cap on top of post and fitted on and inclusing 4mm flat plat bolted to concrete floor with and including 4 x M10 type suitable fixing bolts | No | 21 |  | 0 |  |  | 21 |  | 713 |  | 375200 | [12 empty] | 1 | 1 | 12 | 45 | I | N
68 |  | Purpose made hot dip galvanised after fabrication mild steel framed and welded gate, including all welding, cutting, drilling and grinding smooth | [8 empty] | 1803 |  | 373700 | [12 empty] | 1 | 1 | 12 | 45 | S | 0
68 |  | Refer to drawing number DC-AR-1734 (Rev 00), appended to these bills of quantities | [8 empty] | 1804 |  | 15512 | [12 empty] | 1 | 1 | 12 | 45 | C | 0
69 | 13 | Single swing gate 900 x 1800mm high of 50 x 50 x 3mm hollow section top and bottom rails, 50 x 50 x 3mm hollow section side rails and 50 x 50 x 3mm hollow section horizontal middle rail, filled in with 50 x 50 x 3mm weldmesh screening fixed between members to 25 x 25 x 3mm thick angle iron, complete with sliding lockable pad bolt and 2 x heavy duty gate hinges fixed to steel posts (posts elsewhere measured) | No | 5 |  | 0 |  |  | 5 |  | 1805 |  | 375200 | [12 empty] | 1 | 1 | 12 | 45 | I | N
|  | Bill Total |  |  |  |  | 0
|  | BILL NO.13 : PLASTERING | [23 empty] | 1 | 1 | 13 | 48 | H
71 |  | The Tenderer is referred to the relevant Clause in the separate document Model Preambles for Trades (2008 Edition) as published by the Association of South African Quantity Surveyors and the Supplementary Preambles which are incorporated in these Bills of Quantities | [8 empty] | 718 |  | 16166 | [12 empty] | 1 | 1 | 13 | 48 | C | 0
71 |  | SUPPLEMENTARY PREAMBLES | [8 empty] | 719 |  | 16166 | [12 empty] | 1 | 1 | 13 | 48 | H | 0
71 |  | Proprietary items or materials | [8 empty] | 720 |  | 16166 | [12 empty] | 1 | 1 | 13 | 48 | S | 0
71 |  | Items, materials or methods to be used specified by trade names or catalogue numbers are only an indication of the quality required. Items, materials or methods of similar quality may be used with prior approval from the Architect | [8 empty] | 721 |  | 16166 | [12 empty] | 1 | 1 | 13 | 48 | C | 0
71 |  | Project particular specifications | [8 empty] | 722 |  | 45900 | [12 empty] | 1 | 1 | 13 | 48 | S | 0
71 |  | The specifications particular to this project are included in C3.2 Particular Specifications: Construction Works included in Envelope A Volume 1 of 2 of the tender documents. The Contractor is to take cognisance of them when pricing the relevant items in the Bill of Quantities as no extras arising out of their failure to do so will be entertained | [8 empty] | 723 |  | 45900 | [12 empty] | 1 | 1 | 13 | 48 | C | 0
71 |  | Preparation of surfaces to receive screeds, plaster, etc. | [8 empty] | 724 |  | -922 | [12 empty] | 1 | 1 | 13 | 48 | S | 0
71 |  | Surfaces shall be dry and clean, free of dust, sand, grit and flaking particles, laitance and loose matter, contaminants such as oil, grease, etc. All free standing water to be removed prior to application. Absorbent surfaces to be thoroughly pre-soaked in fresh water. Oil, grease, animal fats, etc. to be removed with suitable approved product and to be applied in strict accordance with the manufacturer's instructions. All concrete surfaces to receive plaster must first be prepared and receive an approved keying/bonding agent or a thick cement slurry coating prior to plastering | [8 empty] | 725 |  | -923 | [12 empty] | 1 | 1 | 13 | 48 | C | 0
71 |  | All floors should be level and free of all material as per SANS10155 and all existing screeds should be tested for satisfactory levelness using a level light meter | [8 empty] | 726 |  | -923 | [12 empty] | 1 | 1 | 13 | 48 | C | 0
71 |  | As a general rule, a maximum deviation of not more than 3mm over an area of 3m is a good guide and will give a quality level floor, with the deviation not being too close together and too frequent | [8 empty] | 727 |  | -923 | [12 empty] | 1 | 1 | 13 | 48 | C | 0
72 |  | Where the screed does not conform to these requirements then a self levelling screed is to be applied and the rates are to include for the testing of the existing screeds as described above | [8 empty] | 728 |  | -923 | [12 empty] | 1 | 1 | 13 | 48 | C | 0
72 |  | SCREEDS | [8 empty] | 747 |  | 16166 | [12 empty] | 1 | 1 | 13 | 48 | H | 0
72 |  | Cement screeds on concrete | [8 empty] | 748 |  | 16168 | [12 empty] | 1 | 1 | 13 | 48 | S | 0
72 | 1 | 30mm Thick on floors and landings (provisional) | m² | 46 |  | 0 |  |  | 46 |  | 749 |  | 16169 | [12 empty] | 1 | 1 | 13 | 48 | I | 2
72 |  | INTERNAL PLASTER | [8 empty] | 755 |  | 415400 | [12 empty] | 1 | 1 | 13 | 48 | H | 0
72 |  | One coat (4:1) cement plaster steel trowel floated, on brickwork and/or concrete | [8 empty] | 756 |  | 658752 | [12 empty] | 1 | 1 | 13 | 48 | S | 0
72 | 2 | On walls | m² | 1 710 |  | 0 |  |  | 1710 |  | 757 |  | 658753 | [12 empty] | 1 | 1 | 13 | 48 | I | 2
72 | 3 | On projecting and isolated columns | m² | 27 |  | 0 |  |  | 27 |  | 758 |  | 658753 | [12 empty] | 1 | 1 | 13 | 48 | I | 2
72 | 4 | Concrete ceilings (provisional) | m² | 10 |  | 0 |  |  | 10 |  | 759 |  | 658753 | [12 empty] | 1 | 1 | 13 | 48 | I | 2
72 | 5 | On narrow widths | m² | 28 |  | 0 |  |  | 28 |  | 761 |  | 658753 | [12 empty] | 1 | 1 | 13 | 48 | I | 2
72 |  | EXTERNAL PLASTER | [8 empty] | 762 |  | 416700 | [12 empty] | 1 | 1 | 13 | 48 | H | 0
72 |  | One coat (4:1) cement plaster steel trowel floated, on brickwork and/or concrete | [8 empty] | 763 |  | 416800 | [12 empty] | 1 | 1 | 13 | 48 | S | 0
72 | 6 | On walls (provisional) | m² | 10 |  | 0 |  |  | 10 |  | 764 |  | 416801 | [12 empty] | 1 | 1 | 13 | 48 | I | 2
|  | Bill Total |  |  |  |  | 0
|  | BILL NO.14 : PLUMBING AND DRAINAGE | [23 empty] | 1 | 1 | 14 | 54 | H
74 |  | The Tenderer is referred to the relevant Clause in the separate document Model Preambles for Trades (2008 Edition) as published by the Association of South African Quantity Surveyors and the Supplementary Preambles which are incorporated in these Bills of Quantities | [8 empty] | 808 |  | 0 | [12 empty] | 1 | 1 | 14 | 54 | C | 0
74 |  | SUPPLEMENTARY PREAMBLES | [8 empty] | 809 |  | 18028 | [12 empty] | 1 | 1 | 14 | 54 | H | 0
74 |  | Proprietary items or materials | [8 empty] | 810 |  | 18028 | [12 empty] | 1 | 1 | 14 | 54 | S | 0
74 |  | Items, materials or methods to be used specified by trade names or catalogue numbers are only an indication of the quality required. Items,materials or methods of similar quality may be used with prior approval from the Architect and Engineer | [8 empty] | 811 |  | 0 | [12 empty] | 1 | 1 | 14 | 54 | C | 0
74 |  | Project particular specifications | [8 empty] | 812 |  | 0 | [12 empty] | 1 | 1 | 14 | 54 | S | 0
74 |  | The specifications particular to this project are included in C3.2 Particular Specifications: Construction Works included in Envelope A Volume 1 of 2 of the tender documents. The Contractor is to take cognisance of them when pricing the relevant items in the Bill of Quantities as no extras arising out of their failure to do so will be entertained | [8 empty] | 813 |  | 45900 | [12 empty] | 1 | 1 | 14 | 54 | C | 0
74 |  | RAINWATER DISPOSAL (CPAP Work Group No 148) | [8 empty] | 868 |  | 0 | [12 empty] | 1 | 1 | 14 | 54 | H | 0
74 |  | Seamless aluminium industrial gutter installations of pre-painted double coated Polymer Silicon baked colour Charcoal Grey enamel finish | [8 empty] | 869 |  | 437100 | [12 empty] | 1 | 1 | 14 | 54 | S | 0
74 | 1 | 100 x 200mm Industrial box gutter 580mm girth, four times bent along girth, of guage 0,9mm with matching splash plate, fixed to falls on and including 20 x 3mm dual purpose aluminium hanger brackets spaced not exceeding 600mm centres using aluminium peeled rivets, fixed to steel roof members | m | 113 |  | 0 |  |  | 113 |  | 870 |  | 17860 | [12 empty] | 1 | 1 | 14 | 54 | I | 1
74 | 2 | Extra over eaves gutter for stopped end crimped and sealed on the inside with Dow Coring 813 silicone sealer | No | 4 |  | 0 |  |  | 4 |  | 871 |  | 17862 | [12 empty] | 1 | 1 | 14 | 54 | I | N
74 | 3 | Extra over eaves gutter for outlet for 100 x 100mm pipe and sealed on the inside with Dow Coring 813 silicone sealer | No | 10 |  | 0 |  |  | 10 |  | 872 |  | 17863 | [12 empty] | 1 | 1 | 14 | 54 | I | N
74 | 4 | 100 x 100mm Industrial rainwater pipe of guage 0,6mm, fixed to wall with straps spaced not exceeding 1500mm centres using nail plugs | m | 61 |  | 0 |  |  | 61 |  | 873 |  | 17908 | [12 empty] | 1 | 1 | 14 | 54 | I | 1
75 | 5 | Extra over 100 x 100 x 0,6mm guage rainwater pipe for shoe, riveted and sealed | No | 10 |  | 0 |  |  | 10 |  | 874 |  | 437115 | [12 empty] | 1 | 1 | 14 | 54 | I | N
75 | 6 | Extra over 100 x 100 x 0,6mm guage rainwater pipe for bend, riveted and sealed | No | 20 |  | 0 |  |  | 20 |  | 875 |  | 437116 | [12 empty] | 1 | 1 | 14 | 54 | I | N
75 |  | HOLES ETC (CPAP Work Group No 148) | [8 empty] | 1011 |  | 18829 | [12 empty] | 1 | 1 | 14 | 54 | H | 0
75 |  | Core drilling of hole for pipe not exceeding 50mm diameter | [8 empty] | 1012 |  | 18831 | [12 empty] | 1 | 1 | 14 | 54 | S | 0
75 | 7 | Reinforced concrete slab, beam, wall, etc. not exceeding 300mm thick (provisional) | No | 10 |  | 0 |  |  | 10 |  | 1013 |  | 18832 | [12 empty] | 1 | 1 | 14 | 54 | I | N
75 |  | Core drilling of hole for pipe exceeding 50mm and not exceeding 100mm diameter | [8 empty] | 1014 |  | 18833 | [12 empty] | 1 | 1 | 14 | 54 | S | 0
75 | 8 | Reinforced concrete slab, beam, wall, etc. not exceeding 300mm thick (provisional) | No | 5 |  | 0 |  |  | 5 |  | 1813 |  | 18832 | [12 empty] | 1 | 1 | 14 | 54 | I | N
75 |  | Core drilling of hole for pipe exceeding 100mm and not exceeding 150mm diameter | [8 empty] | 1016 |  | 18833 | [12 empty] | 1 | 1 | 14 | 54 | S | 0
75 | 9 | Reinforced concrete slab, beam, wall, etc. not exceeding 300mm thick (provisional) | No | 10 |  | 0 |  |  | 10 |  | 1812 |  | 18832 | [12 empty] | 1 | 1 | 14 | 54 | I | N
75 |  | Core drilling of hole for pipe exceeding 200mm and not exceeding 250mm diameter | [8 empty] | 1018 |  | 18833 | [12 empty] | 1 | 1 | 14 | 54 | S | 0
75 | 10 | Reinforced concrete slab, beam, wall, etc. not exceeding 300mm thick (provisional) | No | 2 |  | 0 |  |  | 2 |  | 1811 |  | 18832 | [12 empty] | 1 | 1 | 14 | 54 | I | N
|  | Bill Total |  |  |  |  | 0
|  | BILL NO.15 : PAINTWORK | [23 empty] | 1 | 1 | 15 | 66 | H
77 |  | The Tenderer is referred to the relevant Clause in the separate document Model Preambles for Trades (2008 Edition) as published by the Association of South African Quantity Surveyors and the Supplementary Preambles which are incorporated in these Bills of Quantities | [8 empty] | 1034 |  | 46400 | [12 empty] | 1 | 1 | 15 | 66 | C | 0
77 |  | SUPPLEMENTARY PREAMBLES | [8 empty] | 1035 |  | 9843 | [12 empty] | 1 | 1 | 15 | 66 | H | 0
77 |  | Proprietary items or materials | [8 empty] | 1036 |  | 9843 | [12 empty] | 1 | 1 | 15 | 66 | S | 0
77 |  | Items, materials or methods to be used specified by trade names or catalogue numbers are only an indication of the quality required. Items, materials or methods of similar quality may be used with prior approval from the Architect | [8 empty] | 1037 |  | 21780 | [12 empty] | 1 | 1 | 15 | 66 | C | 0
77 |  | Project particular specifications | [8 empty] | 1038 |  | 0 | [12 empty] | 1 | 1 | 15 | 66 | S | 0
77 |  | The specifications particular to this project are included in C3.2 Particular Specifications: Construction Works included in Envelope A Volume 1 of 2 of the tender documents. The Contractor is to take cognisance of them when pricing the relevant items in the Bill of Quantities as no extras arising out of their failure to do so will be entertained | [8 empty] | 1039 |  | 45900 | [12 empty] | 1 | 1 | 15 | 66 | C | 0
77 |  | Paint | [8 empty] | 1040 |  | 21780 | [12 empty] | 1 | 1 | 15 | 66 | S | 0
77 |  | All work to be executed in strict accordance with the manufacturers specifications and instructions | [8 empty] | 1041 |  | 21780 | [12 empty] | 1 | 1 | 15 | 66 | C | 0
77 |  | Primers and first coats may be thinned in accordance with the paint specifications of the various paints to aid the absorption of the paint | [8 empty] | 1042 |  | 21780 | [12 empty] | 1 | 1 | 15 | 66 | C | 0
77 |  | All surfaces must be sound, clean and have a moisture content of less than 8% for walls generally and 3% for slabs/screeds etc. | [8 empty] | 1043 |  | 21780 | [12 empty] | 1 | 1 | 15 | 66 | C | 0
77 |  | Where surfaces of plaster etc are sandy / friable, the first coat must be replaced with a Merit' plaster primer thinned 10% with turpentine | [8 empty] | 1044 |  | 21780 | [12 empty] | 1 | 1 | 15 | 66 | C | 0
78 |  | PAINTWORK ETC TO NEW WORK | [8 empty] | 1045 |  | 573100 | [12 empty] | 1 | 1 | 15 | 66 | H | 0
78 |  | ON FLOATED PLASTER SURFACES | [8 empty] | 1046 |  | 573600 | [12 empty] | 1 | 1 | 15 | 66 | H | 0
78 |  | Prepare surfaces and remove all loose material, apply one coat Plascon Alkali Resistant Plaster Primer (UC56), one coat Plascon Universal Undercoat (UC1) and two coats Plascon Cashmere paint on | [8 empty] | 1047 |  | 660653 | [12 empty] | 1 | 1 | 15 | 66 | S | 0
78 | 1 | Internal plastered walls | m² | 1 873 |  | 0 |  |  | 1873 |  | 1048 |  | 660654 | [12 empty] | 1 | 1 | 15 | 66 | I | 2
78 | 2 | Internal plastered soffits | m² | 10 |  | 0 |  |  | 10 |  | 1054 |  | 141963 | [12 empty] | 1 | 1 | 15 | 66 | I | 2
78 | 3 | External plastered walls | m² | 10 |  | 0 |  |  | 10 |  | 1049 |  | 660654 | [12 empty] | 1 | 1 | 15 | 66 | I | 2
78 |  | ON SMOOTH CONCRETE SURFACES | [8 empty] | 1052 |  | 578600 | [12 empty] | 1 | 1 | 15 | 66 | H | 0
78 |  | Prepare surfaces and remove all loose material, apply one coat Plascon Alkali Resistant Plaster Primer (UC56), one coat Plascon Universal Undercoat (UC1) and two coats Plascon Double Velvet Pure Acrylic paint, including stopping blow holes, on | [8 empty] | 1053 |  | 660653 | [12 empty] | 1 | 1 | 15 | 66 | S | 0
78 | 4 | Ceilings and beams | m² | 909 |  | 0 |  |  | 909 |  | 1817 |  | 141923 | [12 empty] | 1 | 1 | 15 | 66 | I | 2
78 |  | SPECIALISED EPOXY TYPE FLOOR COATINGS | [8 empty] | 1055 |  | 578600 | [12 empty] | 1 | 1 | 15 | 66 | H | 0
78 |  | Flowshield SL ESD | [8 empty] | 1056 |  | 52588 | [12 empty] | 1 | 1 | 15 | 66 | S | 0
78 |  | Prepare surface and fully seal the prepared surface by applying the necessary coats of Flowprime, allow the primer to harden and apply copper tape in grid format at a maximum of 3m intervals, allowing at least one earth point per every 100 m² of grid. Apply A.S. Black primer over entire floor area, allow the primer to harden and apply Flowshield ESD to a minimum thickness of 2mm. The multiple-component systems are to be carried out in strict acordance with the detailed manufacturer's instructions | [8 empty] | 1057 |  | 52588 | [12 empty] | 1 | 1 | 15 | 66 | S | 0
78 | 5 | On interior steel or power floated concrete floors including all necessary grinding, etc. | m² | 140 |  | 0 |  |  | 140 |  | 1058 |  | 43931 | [12 empty] | 1 | 1 | 15 | 66 | I | 2
78 | 6 | Extra over for copper tape bridging over floor joints (provisional) | m | 17 |  | 0 |  |  | 17 |  | 1059 |  | 43931 | [12 empty] | 1 | 1 | 15 | 66 | I | 1
78 |  | ON FIBRE-CEMENT BOARD SURFACES | [8 empty] | 1060 |  | 580100 | [12 empty] | 1 | 1 | 15 | 66 | H | 0
78 |  | Prepare surfaces and remove all loose material, apply one coat Plascon Universal Undercoat (UC1) and two coats Plascon Wall & All Pure Acrylic paint | [8 empty] | 1061 |  | 580300 | [12 empty] | 1 | 1 | 15 | 66 | S | 0
78 | 7 | On fascias and barge boards, including priming metal jointing strips | m² | 113 |  | 0 |  |  | 113 |  | 1062 |  | 580500 | [12 empty] | 1 | 1 | 15 | 66 | I | 2
79 |  | ON WOOD SURFACES | [8 empty] | 1069 |  | 583900 | [12 empty] | 1 | 1 | 15 | 66 | H | 0
79 |  | Prepare surface and apply one coat Plascon Wood Primer (UC2) on | [8 empty] | 1070 |  | 584000 | [12 empty] | 1 | 1 | 15 | 66 | S | 0
79 | 8 | Backs of frames not exceeding 300mm girth | m | 33 |  | 0 |  |  | 33 |  | 1071 |  | -913 | [12 empty] | 1 | 1 | 15 | 66 | I | 1
79 |  | Stop, fill, sand down and prepare wood surfaces and apply one coat Plascon Wood Primer (UC2), one coat Plascon Universal Undercoat (UC1) and two coats Plascon Velvaglo Polyurethane Enamel paint (VLO) on | [8 empty] | 1072 |  | 584300 | [12 empty] | 1 | 1 | 15 | 66 | S | 0
79 | 9 | Flush panel doors | m² | 29 |  | 0 |  |  | 29 |  | 1073 |  | 584301 | [12 empty] | 1 | 1 | 15 | 66 | I | 2
79 | 10 | Door frames etc. not exceeding 300mm girth | m | 33 |  | 0 |  |  | 33 |  | 1074 |  | 584311 | [12 empty] | 1 | 1 | 15 | 66 | I | 1
79 | 11 | Skirtings, rails, etc. not exceeding 300mm girth | m | 192 |  | 0 |  |  | 192 |  | 1075 |  | 584311 | [12 empty] | 1 | 1 | 15 | 66 | I | 1
79 |  | PAINTWORK, ETC TO PREVIOUSLY PAINTED WORK | [8 empty] | 1283 |  | 72180 | [12 empty] | 1 | 1 | 15 | 66 | H | 0
79 |  | ON EXISTING FLOATED PLASTER SURFACES | [8 empty] | 1277 |  | 72270 | [12 empty] | 1 | 1 | 15 | 66 | H | 0
79 |  | Prepare surfaces and remove all loose material, spot prime bare areas with one coat Plascon Alkali Resistant Plaster Primer (UC56), clean with sugar soap powder solution, thoroughly rinse with clean water and apply one coat Plascon Universal Undercoat (UC1) and two coats Plascon Cashmere paint on | [8 empty] | 1281 |  | 660653 | [12 empty] | 1 | 1 | 15 | 66 | S | 0
79 | 12 | Internal plastered walls (provisional) | m² | 1 256 |  | 0 |  |  | 1256 |  | 1282 |  | 660654 | [12 empty] | 1 | 1 | 15 | 66 | I | 2
79 |  | ROAD MARKINGS | [8 empty] | 1827 |  | 660823 | [12 empty] | 1 | 1 | 15 | 66 | H | 0
79 |  | Prepare and apply two coats reflective road marking paint on precast concrete pavers in road surfaces etc | [8 empty] | 1828 |  | 695761 | [12 empty] | 1 | 1 | 15 | 66 | S | 0
79 | 13 | 100mm Wide line (white, red or yellow in various lengths). | m | 210 |  | 0 |  |  | 210 |  | 1829 |  | 695762 | [12 empty] | 1 | 1 | 15 | 66 | I | 1
79 | 14 | 300mm Wide line (white, red or yellow in various lengths). | m | 10 |  | 0 |  |  | 10 |  | 1830 |  | 695762 | [12 empty] | 1 | 1 | 15 | 66 | I | 1
79 | 15 | Straight directional arrow approximately 300 x 3500mm overall. | No | 4 |  | 0 |  |  | 4 |  | 1831 |  | 695762 | [12 empty] | 1 | 1 | 15 | 66 | I | N
79 | 16 | Painted "STOP" sign with 2500mm high letters. | No | 2 |  | 0 |  |  | 2 |  | 1832 |  | 695762 | [12 empty] | 1 | 1 | 15 | 66 | I | N
79 | 17 | Pictogram for disabled parking bay sign approximately 2000mm long. | No | 1 |  | 0 |  |  | 1 |  | 1833 |  | 695762 | [12 empty] | 1 | 1 | 15 | 66 | I | N
|  | Bill Total |  |  |  |  | 0
|  | Section Total |  |  |  |  | 1144176
|  | SECTION NO. 3 : BUILDERS WORK FOR NOMINATED INSTALLATIONS | [23 empty] | 1 | 2 | 1 | 217 | H
|  | BILL NO.1 : SLEEVES, DUCTS, MANHOLES, ETC | [23 empty] | 1 | 2 | 1 | 217 | H
83 |  | The Tenderer is referred to the relevant Clause in the separate document Model Preambles for Trades (2008 Edition) as published by the Association of South African Quantity Surveyors and the Supplementary Preambles which are incorporated in these Bills of Quantities | [8 empty] | 1595 |  | 26858 | [12 empty] | 1 | 2 | 1 | 217 | C | 0
83 |  | SUPPLEMENTARY PREAMBLES | [8 empty] | 1596 |  | 26858 | [12 empty] | 1 | 2 | 1 | 217 | H | 0
83 |  | Items, materials or methods to be used specified by trade names or catalogue numbers are only an indication of the quality required. Items, materials or methods of similar quality may be used with prior approval from the Architect and Engineer | [8 empty] | 1597 |  | 26858 | [12 empty] | 1 | 2 | 1 | 217 | C | 0
83 |  | Bill descriptions | [8 empty] | 1598 |  | 26858 | [12 empty] | 1 | 2 | 1 | 217 | S | 0
83 |  | Where items in the Bill are identical to those in the previous Bills, the descriptions have been shortened and the Supplementary Preambles omitted, and therefore the full descriptions in the Trades concerned together with the relevant Supplementary Preambles are to be refered to for the full meaning and intent of each item | [8 empty] | 1599 |  | 26858 | [12 empty] | 1 | 2 | 1 | 217 | C | 0
83 |  | DUCTS FOR ELECTRICAL AND TELEPHONE CABLES, ETC. | [8 empty] | 1600 |  | 0 | [12 empty] | 1 | 2 | 1 | 217 | H | 0
83 |  | Class 9 HDPe pipes to SANS ISO 4427 | [8 empty] | 1601 |  | 0 | [12 empty] | 1 | 2 | 1 | 217 | S | 0
83 | 1 | Supply, lay, bed and prove 160mm diameter sleeve pipes with and including 1mm x 16mm Optex Pull tape, laid in and including trenches not exceeding 2m deep, including all excavations, bedding, backfilling with selected material, carting away surplus material, compacting to required density, fittings, weldiing, etc., complete | m | 10 |  | 0 |  |  | 10 |  | 1602 |  | 0 | [12 empty] | 1 | 2 | 1 | 217 | I | 1
83 |  | Class 6 uPVC to SANS 966-2003 | [8 empty] | 1603 |  | 0 | [12 empty] | 1 | 2 | 1 | 217 | S | 0
83 | 2 | Supply, lay, bed and prove 50mm diameter sleeve pipes with and including 1mm x 16mm Optex pull tape, laid in and including trenches not exceeding 2m deep, including all excavations, bedding, backfilling with selected material, carting away surplus material, compacting to required density, fittings, etc., complete | m | 20 |  | 0 |  |  | 20 |  | 1604 |  | 0 | [12 empty] | 1 | 2 | 1 | 217 | I | 1
84 | 3 | Supply, lay, bed and prove 110mm diameter sleeve pipes with and including 1mm x 16mm Optex pull tape, laid in and including trenches not exceeding 2m deep, including all excavations, bedding, backfilling with selected material, carting away surplus material, compacting to required density, fittings, etc., complete | m | 30 |  | 0 |  |  | 30 |  | 1605 |  | 0 | [12 empty] | 1 | 2 | 1 | 217 | I | 1
84 | 4 | Supply, lay, bed and prove 160mm diameter sleeve pipes with and including 1mm x 16mm Optex pull tape, laid in and including trenches not exceeding 2m deep, including all excavations, bedding, backfilling with selected material, carting away surplus material, compacting to required density, fittings, etc., complete | m | 50 |  | 0 |  |  | 50 |  | 1606 |  | 0 | [12 empty] | 1 | 2 | 1 | 217 | I | 1
84 | 5 | Supply, lay, bed and prove 160mm diameter sleeve pipes with and including 1mm x 16mm Optex pull tape, laid in and including trenches exceeding 2m and not exceeding 3m deep, including all excavations, bedding, backfilling with selected material, carting away surplus material, compacting to required density, fittings, etc., complete | m | 10 |  | 0 |  |  | 10 |  | 1922 |  | 0 | [12 empty] | 1 | 2 | 1 | 217 | I | 1
84 | 6 | Supply, lay, bed and prove set of twelve (2 rows on top of each other of six sleeves in a row) 160mm diameter sleeve pipes with and including 1mm x 16mm Optex pull tape, laid in and including trenches not exceeding 2m deep, including all excavations, bedding, backfilling with selected material, carting away surplus material, compacting to required density, fittings, etc., complete | m | 302 |  | 0 |  |  | 302 |  | 1923 |  | 0 | [12 empty] | 1 | 2 | 1 | 217 | I | 1
84 |  | Extra over Class 6 uPVC pipes for fittings | [8 empty] | 1607 |  | 0 | [12 empty] | 1 | 2 | 1 | 217 | S | 0
84 | 7 | 50mm 90º Long radius bend | No | 4 |  | 0 |  |  | 4 |  | 1608 |  | 0 | [12 empty] | 1 | 2 | 1 | 217 | I | N
84 | 8 | 110mm 90º Long radius bend | No | 4 |  | 0 |  |  | 4 |  | 1609 |  | 0 | [12 empty] | 1 | 2 | 1 | 217 | I | N
84 | 9 | 160mm 90º Long radius bend | No | 6 |  | 0 |  |  | 6 |  | 1610 |  | 0 | [12 empty] | 1 | 2 | 1 | 217 | I | N
84 |  | MANHOLES, INSPECTION CHAMBERS, ETC (CPAP WORK GROUP NO. 146) | [8 empty] | 1611 |  | 446300 | [12 empty] | 1 | 2 | 1 | 217 | H | 0
84 |  | References in the items below refer to the relevant details of inspection chambers, etc. attached to these bills of quantities | [8 empty] | 1612 |  | 446300 | [12 empty] | 1 | 2 | 1 | 217 | C | 0
85 |  | Manholes, mini-sub plinths, etc. | [8 empty] | 1613 |  | 0 | [12 empty] | 1 | 2 | 1 | 217 | S | 0
85 | 10 | Brick comm bunker 3000mm x 1500mm internally and 1500mm deep internally, comprising 150mm mesh reinforced (Ref 395) 25 Mpa concrete base, one brick wall to full height, 200mm thick rod reinforced 25 Mpa concrete cover slab, internal plaster, I-Beam supports and opening for and including 680 x 680mm heavy duty manhole cover and frame in square base including excavations, backfilling, carting away surplus material, etc. all as per attached engineers drawing number DC-EL-WC-4001 | No | 6 |  | 0 |  |  | 6 |  | 1834 |  | 0 | [12 empty] | 1 | 2 | 1 | 217 | I | N
85 | 11 | Brick minisub chamber overall size 3340 x 1460mm wide comprising two chambers, the first chamber 1100mm x 800mm x 1025mm internally and the second chamber 1350mm x 800mm x 1025mm internally, comprising 150mm rod reinforced 25 Mpa concrete base, one brick wall to full height plastered both sides and benching including all excavations, backfilling, carting away surplus material, reinforcement, etc. all as per attached engineers drawing number DC-EL-WD-4002 | No | 2 |  | 0 |  |  | 2 |  | 1618 |  | 0 | [12 empty] | 1 | 2 | 1 | 217 | I | N
85 | 12 | Rod reinforced 25 Mpa concrete bulk metering plinth overall size 2250 x 1400mm x 250mm high, including all excavations, backfilling, carting away surplus material, reinforcement, formwork, 4 x M10 anchor bolts, etc. all as per attached engineers drawing number DC-EL-WD-4003 | No | 2 |  | 0 |  |  | 2 |  | 1835 |  | 0 | [12 empty] | 1 | 2 | 1 | 217 | I | N
85 | 13 | Rod reinforced 25 Mpa concrete standby generator plinth overall size 6640 x 3940mm x 1000mm deep, including all excavations, backfilling, carting away surplus material, reinforcement, formwork, etc. all as per attached engineers drawing number DC-EL-WD-4004 (note, minimum 10 m³ reinforced concrete per plinth) | No | 2 |  | 0 |  |  | 2 |  | 1836 |  | 0 | [12 empty] | 1 | 2 | 1 | 217 | I | N
85 |  | Sundries | [8 empty] | 1619 |  | 0 | [12 empty] | 1 | 2 | 1 | 217 | S | 0
85 | 14 | Extra over excavation in earth for pipe trenches, chambers, etc for excavation in soft rock | m³ | 134 |  | 0 |  |  | 134 |  | 1620 |  | 0 | [12 empty] | 1 | 2 | 1 | 217 | I | 3
85 | 15 | Extra over excavation in earth for pipe trenches, chambers, etc for excavation in hard rock | m³ | 67 |  | 0 |  |  | 67 |  | 1621 |  | 0 | [12 empty] | 1 | 2 | 1 | 217 | I | 3
85 | 16 | Extra over excavation for pipe trenches, chambers, etc for carting away surplus material to a dumping site to be located by the Contractor | m³ | 448 |  | 0 |  |  | 448 |  | 1622 |  | 0 | [12 empty] | 1 | 2 | 1 | 217 | I | 3
85 | 17 | Extra over backfilling to drain trenches, chambers, etc for approved earth backfilling supplied by the Contractor | m³ | 448 |  | 0 |  |  | 448 |  | 1623 |  | 0 | [12 empty] | 1 | 2 | 1 | 217 | I | 3
86 | 18 | Unreinforced 15Mpa mass concrete encasing to horizontal pipe | m³ | 4 |  | 0 |  |  | 4 |  | 1624 |  | 0 | [12 empty] | 1 | 2 | 1 | 217 | I | 3
86 | 19 | LV cable marker tape in open trench 150mm above cable 150mm wide of 900 guage | m | 3 680 |  | 0 |  |  | 3680 |  | 1837 |  | 0 | [12 empty] | 1 | 2 | 1 | 217 | I | 1
86 | 20 | Standard precast concrete cable route marker blocks in the shape of truncated pyramids approximately 300mm high, 150 x 150mm at the top and 250 x 250mm at the bottom set in ground and protruding 50mm above ground, to route of underground cable, with brass plates cast into top of blocks with the wording ' Electrical Cable" and directional arrows and the voltage rating, all as per specification under electrical specifications | No | 10 |  | 0 |  |  | 10 |  | 1625 |  | 0 | [12 empty] | 1 | 2 | 1 | 217 | I | N
86 | 21 | Cable painted kerb marker | No | 5 |  | 0 |  |  | 5 |  | 1626 |  | 0 | [12 empty] | 1 | 2 | 1 | 217 | I | N
|  | Bill Total |  |  |  |  | 0
|  | Section Total |  |  |  |  | 0
|  | SECTION NO. 4 : OCCUPATIONAL HEALTH AND SAFETY | [23 empty] | 1 | 5 | 1 | 202 | H
|  | BILL NO.1 : HEALTH AND SAFETY | [23 empty] | 1 | 5 | 1 | 202 | H
90 |  | TRADE PREAMBLES | [8 empty] | 1686 |  | 15717 | [12 empty] | 1 | 5 | 1 | 202 | H | 0
90 |  | Trade Preambles | [8 empty] | 1687 |  | 50000 | [12 empty] | 1 | 5 | 1 | 202 | S | 0
90 |  | For Trade Preambles refer to 'Model Preambles for Trades' (2008 edition) for the full descriptions of material to be used and work to be done in this Bill | [8 empty] | 1688 |  | 15717 | [12 empty] | 1 | 5 | 1 | 202 | C | 0
90 |  | SUPPLEMENTARY PREAMBLES | [8 empty] | 1689 |  | 15717 | [12 empty] | 1 | 5 | 1 | 202 | H | 0
90 |  | Supplementary Preambles | [8 empty] | 1690 |  | 50000 | [12 empty] | 1 | 5 | 1 | 202 | S | 0
90 |  | Where items in this Bill are identical to those in the previous Bills, the descriptions have been shortened, and the full descriptions in the Trades concerned are to be referred to for the full meaning and intent each item | [8 empty] | 1691 |  | 15717 | [12 empty] | 1 | 5 | 1 | 202 | C | 0
90 |  | Prior to pricing the Principal Contractor must familiarize him/herself with the Occupational Health and Safety Act No. 85 Of 1993, Construction Regulations 2014, Covid 19 and any other relevant Regulations and Standards as well as project specific Health & Safety specifications | [8 empty] | 1692 |  | 15717 | [12 empty] | 1 | 5 | 1 | 202 | C | 0
90 |  | The quantities contained herein serve as a guideline only to determine if the contractor has sufficiently priced for the Health and Safety obligations and demands of the Occupational Health and Safety Act No. 85 Of 1993, Construction Regulations 2014, other relevant Regulations and Standards as well as project specific Health &Safety specifications. Were quantities are missing the contractor is to insert his own quantities based on his individual requirements to comply with the Health and Safety obligations and demands of the Occupational Health and Safety Act No. 85 Of 1993, Construction Regulations 2014, other relevant Regulations and Standards as well as project specific Health &Safety specifications | [8 empty] | 1693 |  | 15717 | [12 empty] | 1 | 5 | 1 | 202 | C | 0
90 |  | All Costs to comply with the obligations and demands of the Occupational Health and Safety Act No. 85 Of 1993, Construction Regulations 2014, Covid 19 regulations and any other other relevant Regulations and Standards as well as project specific Health & Safety Specifications not listed or mentioned below must be priced in Preliminaries Section of the Bills of Quantities ‘ Clause 7,2 Health and Safety and Covid 19’ no additional claims in respect of compliance with the above mentioned will be considered | [8 empty] | 1694 |  | 15717 | [12 empty] | 1 | 5 | 1 | 202 | C | 0
91 |  | OCCUPATIONAL HEALTH AND SAFETY | [8 empty] | 1695 |  | 49700 | [12 empty] | 1 | 5 | 1 | 202 | H | 0
91 |  | Full time safety officer | [8 empty] | 1696 |  | 49700 | [12 empty] | 1 | 5 | 1 | 202 | S | 0
91 | 1 | Full time attendance on site of a SACPCMP-registered construction health and safety officer or manager from the start of construction until the end of project handover | Months | 11 |  | 0 |  |  | 11 |  | 1697 |  | 50100 | [12 empty] | 1 | 5 | 1 | 202 | I | MS
91 |  | General | [8 empty] | 1698 |  | 50000 | [12 empty] | 1 | 5 | 1 | 202 | S | 0
91 | 2 | First aiders and first aid kits | Item | 1 |  | 0 |  |  | 1 |  | 1699 |  | 50100 | [12 empty] | 1 | 5 | 1 | 202 | I | I
91 | 3 | Medical certificates of fitness Medical examination of all employees and certification of fitness by an occupational medicine practitioner. Pre-employment, annual and exit medical examination is required | Item | 1 |  | 0 |  |  | 1 |  | 1700 |  | 50100 | [12 empty] | 1 | 5 | 1 | 202 | I | I
91 | 4 | Emergency Equipment based on the risk exposure and emergency rescue. stretchers, neck brace, spill kits, lifting and lowering hosting equipment of the injured | Lump Sum | 1 |  | 0 |  |  | 1 |  | 1701 |  | 50100 | [12 empty] | 1 | 5 | 1 | 202 | I | LS
91 | 5 | Competent inspectors for equipment such as examples scaffolding inspectors and lifting machine inspector | Lump Sum | 1 |  | 0 |  |  | 1 |  | 1702 |  | 50100 | [12 empty] | 1 | 5 | 1 | 202 | I | LS
91 | 6 | Mandatory training such as risk assessments, legal liability/OHS Act, incident investigation | Lump Sum | 1 |  | 0 |  |  | 1 |  | 1703 |  | 50100 | [12 empty] | 1 | 5 | 1 | 202 | I | LS
91 | 7 | Provide, supply and maintenance for each worker the following SANS approved personal protective equipment & clothing as per the site-specific risk assessments: • Hard Hats • Overall/work suit (100% Cotton) • Safety boots/shoes (Steel-Toe) • Safety gumboots (Steel-Toe) • Ear Plugs/Muffs • Dust Mask(at least FF2 type) • Respirators • Safety goggles • Hand gloves •Reflector vests • Other | Item | 1 |  | 0 |  |  | 1 |  | 1704 |  | 50100 | [12 empty] | 1 | 5 | 1 | 202 | I | I
91 | 8 | Barricading and hoarding for fall arrest, SANS approved safety netting (orange color with minimum of 1,2 meters high) | Lump Sum | 1 |  | 0 |  |  | 1 |  | 1705 |  | 50100 | [12 empty] | 1 | 5 | 1 | 202 | I | LS
91 | 9 | Waste bins on site and regular removal | Item | 1 |  | 0 |  |  | 1 |  | 1706 |  | 50100 | [12 empty] | 1 | 5 | 1 | 202 | I | I
91 | 10 | Construction signage, including the sign for the construction work permit number | Item | 1 |  | 0 |  |  | 1 |  | 1707 |  | 50100 | [12 empty] | 1 | 5 | 1 | 202 | I | I
92 | 11 | Safe scaffolding | Lump Sum | 1 |  | 0 |  |  | 1 |  | 1708 |  | 50100 | [12 empty] | 1 | 5 | 1 | 202 | I | LS
92 | 12 | Safe lifting equipment for lifting and lowering pipes | Lump Sum | 1 |  | 0 |  |  | 1 |  | 1709 |  | 50100 | [12 empty] | 1 | 5 | 1 | 202 | I | LS
92 | 13 | Occupational hygiene measurement and/or AIA certification, where required Measurement or certification of risk exposure | Lump Sum | 1 |  | 0 |  |  | 1 |  | 1710 |  | 50100 | [12 empty] | 1 | 5 | 1 | 202 | I | LS
92 | 14 | Employee facilities drinking water, change facility, personal lockers, wash facilities, eating facilities) considering toilet and rest facilities along the road alignment | Lump Sum | 1 |  | 0 |  |  | 1 |  | 1711 |  | 50100 | [12 empty] | 1 | 5 | 1 | 202 | I | LS
92 | 15 | Dust control measure for the prevention of dust nuisance | Item | 1 |  | 0 |  |  | 1 |  | 1712 |  | 50100 | [12 empty] | 1 | 5 | 1 | 202 | I | I
92 |  | HEALTH AND SAFETY EDUCATION | [8 empty] | 1713 |  | 50100 | [12 empty] | 1 | 5 | 1 | 202 | H | 0
92 |  | Health and safety education | [8 empty] | 1714 |  | 50100 | [12 empty] | 1 | 5 | 1 | 202 | S | 0
92 | 16 | Allow for all compulsory health and safety awareness programme (e.g. Inductions, toolbox Talks, Safety Promotions, H&S related training, etc.) | Item | 1 |  | 0 |  |  | 1 |  | 1715 |  | 50100 | [12 empty] | 1 | 5 | 1 | 202 | I | I
92 |  | Cost of medical certificates and medical surveillance | [8 empty] | 1724 |  | 50100 | [12 empty] | 1 | 5 | 1 | 202 | S | 0
92 | 17 | (a) Initial (baseline) medical examinations (quantity to be alligned with risk assessment and scaling in employment) | Item | 1 |  | 0 |  |  | 1 |  | 1725 |  | 50100 | [12 empty] | 1 | 5 | 1 | 202 | I | I
92 | 18 | (b) Periodic and exit examinations (quantity to be alligned with risk assessment and scaling in employment) | Item | 1 |  | 0 |  |  | 1 |  | 1726 |  | 50100 | [12 empty] | 1 | 5 | 1 | 202 | I | I
92 |  | ENVIRONMENTAL | [8 empty] | 1742 |  | 50100 | [12 empty] | 1 | 5 | 1 | 202 | H | 0
92 |  | Environmental | [8 empty] | 1743 |  | 50100 | [12 empty] | 1 | 5 | 1 | 202 | S | 0
92 | 19 | Provide for adequate handling and storage of materials so as to minimize contamination of ground, air or water | Item | 1 |  | 0 |  |  | 1 |  | 1744 |  | 50100 | [12 empty] | 1 | 5 | 1 | 202 | I | I
92 | 20 | Provide for the adequate and safe collection and disposal of waste material from site by an approved method | Item | 1 |  | 0 |  |  | 1 |  | 1745 |  | 50100 | [12 empty] | 1 | 5 | 1 | 202 | I | I
92 | 21 | Provide for rehabilitation on completion of site areas and temporary access routes not covered by construction or landscaping specifications. i.e. grass seeding/hydro seeding, maintenance of alien vegetation | Item | 1 |  | 0 |  |  | 1 |  | 1746 |  | 50100 | [12 empty] | 1 | 5 | 1 | 202 | I | I
93 | 22 | Provide for stockpiling of topsoil for re-use | Item | 1 |  | 0 |  |  | 1 |  | 1747 |  | 50100 | [12 empty] | 1 | 5 | 1 | 202 | I | I
93 | 23 | Provide for a responsible person to prepare and update Method Statements, conduct regular inspections, maintain records, and report to the Principal Agent | Item | 1 |  | 0 |  |  | 1 |  | 1748 |  | 50100 | [12 empty] | 1 | 5 | 1 | 202 | I | I
93 |  | COMPULSORY BREAKDOWN FOR THE ADJUSTMENT OF OHS | [8 empty] | 1749 |  | 50100 | [12 empty] | 1 | 5 | 1 | 202 | H | 0
93 |  | Compulsory breakdown for the adjustment of OHS requirements | [8 empty] | 1750 |  | 50100 | [12 empty] | 1 | 5 | 1 | 202 | S | 0
93 |  | Value related ( R_____________________________) | [8 empty] | 1751 |  | 50100 | [12 empty] | 1 | 5 | 1 | 202 | C | 0
93 |  | Fixed related ( R_____________________________) | [8 empty] | 1752 |  | 50100 | [12 empty] | 1 | 5 | 1 | 202 | C | 0
93 |  | Time related ( R_____________________________) | [8 empty] | 1753 |  | 50100 | [12 empty] | 1 | 5 | 1 | 202 | C | 0
|  | Bill Total |  |  |  |  | 0
|  | Section Total |  |  |  |  | 0
|  | SECTION NO. 5 : PROVISIONAL SUMS | [23 empty] | 1 | 3 | 1 | 212 | H
|  | BILL NO.1 : PROVISIONAL SUMS | [23 empty] | 1 | 3 | 1 | 212 | H
97 |  | PROVISIONAL SUMS | [8 empty] | 1838 |  | 0 | [12 empty] | 1 | 3 | 1 | 212 | H | 0
97 |  | The following Selected Sub-Contract amounts are for work to be carried out by Selected Sub- Contractors in terms of clause 21 of the Principal Building Agreement | [8 empty] | 1839 |  | 27928 | [12 empty] | 1 | 3 | 1 | 212 | S | 0
97 |  | DEMOLITION OF STRUCTURES INSIDE EXISTING BUILDING | [8 empty] | 1900 |  | 27971 | [12 empty] | 1 | 3 | 1 | 212 | H | 0
97 |  | Demolition of concrete slab and columns | [8 empty] | 1901 |  | 27973 | [12 empty] | 1 | 3 | 1 | 212 | S | 0
97 | 1 | Provide the amount of R 4 00 000.00 (Four Million Rands) to saw cut existing concrete structure into suitable size elements and remove to a suitable dumping site | Item |  | 4000000 | 4000000 |  |  | 1 |  | 1902 |  | 27974 | [12 empty] | 1 | 3 | 1 | 212 | I | I
97 | 2 | Profit on above item | Item | 1 |  | 0 |  |  | 1 |  | 1903 |  | 27933 | [12 empty] | 1 | 3 | 1 | 212 | I | I
97 | 3 | Attendance on ditto | Item | 1 |  | 0 |  |  | 1 |  | 1904 |  | 27976 | [12 empty] | 1 | 3 | 1 | 212 | I | I
97 |  | ELECTRICAL INSTALLATION | [8 empty] | 1840 |  | 27971 | [12 empty] | 1 | 3 | 1 | 212 | H | 0
97 |  | Electrical demolitions | [8 empty] | 1892 |  | 27973 | [12 empty] | 1 | 3 | 1 | 212 | S | 0
97 | 4 | Provide the amount of R 75 000.00 (Seventy Five Thousand Rands) to isolate, disconnect, remove and transport of electrical equipment and material to ELIDZ store, including providing safety certificate | Item |  | 75000 | 75000 |  |  | 1 |  | 1893 |  | 27974 | [12 empty] | 1 | 3 | 1 | 212 | I | I
97 | 5 | Profit on above item | Item | 1 |  | 0 |  |  | 1 |  | 1894 |  | 27933 | [12 empty] | 1 | 3 | 1 | 212 | I | I
97 | 6 | Attendance on ditto | Item | 1 |  | 0 |  |  | 1 |  | 1895 |  | 27976 | [12 empty] | 1 | 3 | 1 | 212 | I | I
97 |  | Electrical installation | [8 empty] | 1841 |  | 27973 | [12 empty] | 1 | 3 | 1 | 212 | S | 0
97 | 7 | Provide the amount of R 14 200 000.00 (Forteen Million Two Hundred Thousand Rands) for Electrical Installation | Item |  | 14200000 | 14200000 |  |  | 1 |  | 1842 |  | 27974 | [12 empty] | 1 | 3 | 1 | 212 | I | I
97 | 8 | Profit on above item | Item | 1 |  | 0 |  |  | 1 |  | 1843 |  | 27933 | [12 empty] | 1 | 3 | 1 | 212 | I | I
97 | 9 | Attendance on ditto | Item | 1 |  | 0 |  |  | 1 |  | 1844 |  | 27976 | [12 empty] | 1 | 3 | 1 | 212 | I | I
97 |  | MECHANICAL INSTALLATION | [8 empty] | 1845 |  | 27989 | [12 empty] | 1 | 3 | 1 | 212 | H | 0
97 |  | Mechanical demolitions | [8 empty] | 1896 |  | 27973 | [12 empty] | 1 | 3 | 1 | 212 | S | 0
97 | 10 | Provide the amount of R 75 000.00 (Seventy Five Thousand Rands) to isolate, disconnect, remove and transport of all mechanical equipment and material to ELIDZ store, including providing safety certificate | Item |  | 75000 | 75000 |  |  | 1 |  | 1897 |  | 27974 | [12 empty] | 1 | 3 | 1 | 212 | I | I
98 | 11 | Profit on above item | Item | 1 |  | 0 |  |  | 1 |  | 1898 |  | 27993 | [12 empty] | 1 | 3 | 1 | 212 | I | I
98 | 12 | Attendance on ditto | Item | 1 |  | 0 |  |  | 1 |  | 1899 |  | 27994 | [12 empty] | 1 | 3 | 1 | 212 | I | I
98 |  | Mechanical installation | [8 empty] | 1846 |  | 27991 | [12 empty] | 1 | 3 | 1 | 212 | S | 0
98 | 13 | Provide the sum of R 8 000 000.00 (Eight Million Rands) for Mechanical Installation | Item |  | 8000000 | 8000000 |  |  | 1 |  | 1847 |  | 27992 | [12 empty] | 1 | 3 | 1 | 212 | I | I
98 | 14 | Profit on above item | Item | 1 |  | 0 |  |  | 1 |  | 1848 |  | 27993 | [12 empty] | 1 | 3 | 1 | 212 | I | I
98 | 15 | Attendance on ditto | Item | 1 |  | 0 |  |  | 1 |  | 1849 |  | 27994 | [12 empty] | 1 | 3 | 1 | 212 | I | I
98 |  | ALUMINIUM SHOPFRONTS | [8 empty] | 1910 |  | 27989 | [12 empty] | 1 | 3 | 1 | 212 | H | 0
98 |  | Repairs to existing aluminium shopfronts | [8 empty] | 1911 |  | 27991 | [12 empty] | 1 | 3 | 1 | 212 | S | 0
98 | 16 | Provide the sum of R 25 000.00 (Twenty Five Thousand Rands) for repairs and servicing of existing shopfronts damaged during demolition activities | Item |  | 25000 | 25000 |  |  | 1 |  | 1912 |  | 27992 | [12 empty] | 1 | 3 | 1 | 212 | I | I
98 | 17 | Profit on above item | Item | 1 |  | 0 |  |  | 1 |  | 1913 |  | 27993 | [12 empty] | 1 | 3 | 1 | 212 | I | I
98 | 18 | Attendance on ditto | Item | 1 |  | 0 |  |  | 1 |  | 1914 |  | 27994 | [12 empty] | 1 | 3 | 1 | 212 | I | I
98 |  | LANDSCAPING | [8 empty] | 1865 |  | 27965 | [12 empty] | 1 | 3 | 1 | 212 | H | 0
98 |  | Landscaping | [8 empty] | 1866 |  | 27967 | [12 empty] | 1 | 3 | 1 | 212 | S | 0
98 | 19 | Provide the amount of R 40 000.00 (Forty Thousand Rands) for Landscaping and removal of weeds amongst road pavers, retaining blocks, etc. | Item |  | 40000 | 40000 |  |  | 1 |  | 1867 |  | 27968 | [12 empty] | 1 | 3 | 1 | 212 | I | I
98 | 20 | Profit on above item | Item | 1 |  | 0 |  |  | 1 |  | 1868 |  | 27969 | [12 empty] | 1 | 3 | 1 | 212 | I | I
98 | 21 | Attendance on ditto | Item | 1 |  | 0 |  |  | 1 |  | 1869 |  | 27970 | [12 empty] | 1 | 3 | 1 | 212 | I | I
98 |  | SIGNAGE | [8 empty] | 1870 |  | 27989 | [12 empty] | 1 | 3 | 1 | 212 | H | 0
98 |  | Signage | [8 empty] | 1871 |  | 27991 | [12 empty] | 1 | 3 | 1 | 212 | S | 0
98 | 22 | Provide the amount of R 25 000.00 (Twenty Five Thousand Rands) for Signage | Item |  | 25000 | 25000 |  |  | 1 |  | 1872 |  | 27992 | [12 empty] | 1 | 3 | 1 | 212 | I | I
98 | 23 | Profit on above item | Item | 1 |  | 0 |  |  | 1 |  | 1873 |  | 27993 | [12 empty] | 1 | 3 | 1 | 212 | I | I
98 | 24 | Attendance on ditto | Item | 1 |  | 0 |  |  | 1 |  | 1874 |  | 27994 | [12 empty] | 1 | 3 | 1 | 212 | I | I
98 |  | SHADE PORTS | [8 empty] | 1905 |  | 27989 | [12 empty] | 1 | 3 | 1 | 212 | H | 0
98 |  | Vehicle shade ports | [8 empty] | 1906 |  | 27991 | [12 empty] | 1 | 3 | 1 | 212 | S | 0
98 | 25 | Provide the amount of R 10 000.00 (Ten Thousand Rands) to replace shade cloth to existing shade port structures | Item |  | 8000 | 8000 |  |  | 1 |  | 1907 |  | 27992 | [12 empty] | 1 | 3 | 1 | 212 | I | I
98 | 26 | Profit on above item | Item | 1 |  | 0 |  |  | 1 |  | 1908 |  | 27993 | [12 empty] | 1 | 3 | 1 | 212 | I | I
98 | 27 | Attendance on ditto | Item | 1 |  | 0 |  |  | 1 |  | 1909 |  | 27994 | [12 empty] | 1 | 3 | 1 | 212 | I | I
99 |  | PLUMBING AND DRAINAGE | [8 empty] | 1915 |  | 27989 | [12 empty] | 1 | 3 | 1 | 212 | H | 0
99 |  | Domestic plumbing and drainage | [8 empty] | 1916 |  | 27991 | [12 empty] | 1 | 3 | 1 | 212 | S | 0
99 | 28 | Provide the amount of R 45 000.00 (Forty Five Thousand Rands) to service existing domestic plumbing and to clean, service and test drainage system | Item |  | 45000 | 45000 |  |  | 1 |  | 1917 |  | 27992 | [12 empty] | 1 | 3 | 1 | 212 | I | I
99 | 29 | Profit on above item | Item | 1 |  | 0 |  |  | 1 |  | 1918 |  | 27993 | [12 empty] | 1 | 3 | 1 | 212 | I | I
99 | 30 | Attendance on ditto | Item | 1 |  | 0 |  |  | 1 |  | 1919 |  | 27994 | [12 empty] | 1 | 3 | 1 | 212 | I | I
|  | Bill Total |  |  |  |  | 26493000
|  | BILL NO.2 : BUDGETARY ALLOWANCES | [23 empty] | 1 | 3 | 2 | 213 | H
101 |  | BUDGETARY ALLOWANCES | [8 empty] | 1880 |  | 36185 | [12 empty] | 1 | 3 | 2 | 213 | H | 0
101 |  | The following budgetary allowances are for work to be executed by the Contractor to be measured out and priced at Billed rates if constructed, or to be omitted from the Contract depending on the Employers requirements | [8 empty] | 1881 |  | 36188 | [12 empty] | 1 | 3 | 2 | 213 | S | 0
101 | 1 | Provide the amount of R250 000.00 (Two Hundred and Fifty Thousand Rands) for the renovation of the existing guard house and entrance canopy, to be measured and priced at contract rates in these bills of quantities | Item |  | 250000 | 250000 |  |  | 1 |  | 1882 |  | 36195 | [12 empty] | 1 | 3 | 2 | 213 | I | I
101 | 2 | Provide the amount of R 900 000.00 (Nine Hundred Thousand Rands) for repairs and redecoration work inside the existing building as a result of overhead demolitions, to be measured and priced at contract rates in these bills of quantities | Item |  | 900000 | 900000 |  |  | 1 |  | 1926 |  | 36195 | [12 empty] | 1 | 3 | 2 | 213 | I | I
|  | Bill Total |  |  |  |  | 1150000
|  | BILL NO.3 : MONETARY ALLOWANCES | [23 empty] | 1 | 3 | 3 | 214 | H
102 |  | MONETARY ALLOWANCES | [8 empty] | 1886 |  | 36190 | [12 empty] | 1 | 3 | 3 | 214 | H | 0
102 |  | The following monetary provisions are to be omitted from the contract sum and used as directed below | [8 empty] | 1887 |  | 36192 | [12 empty] | 1 | 3 | 3 | 214 | C | 0
102 |  | Contingencies | [8 empty] | 1888 |  | 36192 | [12 empty] | 1 | 3 | 3 | 214 | S | 0
102 | 1 | Provide the sum of R2 000 000.00 (Two Million Rands) for Contingencies and design contingency, to be used as instructed by the Architect in terms of clause 17 of the Principal Building Agreement, which amount shall be expended at the sole discretion of the Client | Item |  | 2000000 | 2000000 |  |  | 1 |  | 1889 |  | 36193 | [12 empty] | 1 | 3 | 3 | 214 | I | I
102 |  | Statutory Increases | [8 empty] | 1890 |  | 36193 | [12 empty] | 1 | 3 | 3 | 214 | S | 0
102 | 2 | Provide the amount of R 1 000 000.00 (One Million Rands) for CPAP to used in terms of clause 32.13 of the Principal Building Agreement | Item |  | 1000000 | 1000000 |  |  | 1 |  | 1891 |  | 36194 | [12 empty] | 1 | 3 | 3 | 214 | I | I
|  | Bill Total |  |  |  |  | 3000000
|  | Section Total |  |  |  |  | 30643000